## Summary
Scenario: | MOW MEEIA
Retire Dates (from Coal)
[6 empty] | J JEC1 | 2039
[6 empty] | J JEC2 | 2030
[6 empty] | J JEC3 | 2030
[6 empty] | J IATAN1 | 2039
[6 empty] | J IATAN2 | 0
New Resources
[7 empty] | Wind | 900
[7 empty] | Solar | 150
[7 empty] | CT | 415
[7 empty] | CC | 793.0032
[7 empty] | Capacity Only | 46
[7 empty] | Battery-Gen | 0
[7 empty] | Battery-Wind | 0
[7 empty] | SMR | 0
Summary of Nameplate Capacity Built
|  | Category | Resource Type | 2024 | 2025 | 2026 | 2027 | 2028 | 2029 | 2030 | 2031 | 2032 | 2033 | 2034 | 2035 | 2036 | 2037 | 2038 | 2039 | 2040 | 2041 | 2042 | 2043 | Total
|  | Minimum RM |  | 15% | 16% | 17% | 18% | 19% | 20% | 21% | 21% | 21% | 21.5% | 21.5% | 21.5% | 22% | 22% | 22% | 22.5% | 22.5% | 22.5% | 23% | 23%
|  | Build Wind | Wind | 0 | 0 | 0 | 0 | 0 | 0 | 0 | 150 | 150 | 150 | 150 | 150 | 0 | 0 | 0 | 0 | 0 | 0 | 150 | 0 | 900 | Wind
|  | Build Solar | Solar | 0 | 0 | 0 | 150 | 0 | 3.6621e-06 | -4.425e-06 | 6.1035e-06 | -1.0529e-05 | 6.485e-06 | -3.8147e-06 | 4.1199e-06 | -2.2888e-07 | -1.7548e-06 | -5.3406e-07 | 3.3569e-06 | -5.4169e-06 | 3.5095e-06 | -3.8147e-07 | -1.9836e-06 | 150 | Solar
|  | Build CT | CT | 0 | 0 | 0 | 0 | 0 | 415 | 0 | 0 | 0 | 0 | 0 | 0 | 0 | 0 | 0 | 0 | 0 | 0 | 0 | 0 | 415 | CT
|  | Build CC | CC | 143.0032 | 0 | 0 | 0 | 0 | 0 | 325 | 0 | 0 | 0 | 0 | 0 | 0 | 0 | 0 | 325 | 0 | 0 | 0 | 0 | 793.0032 | CC
|  | Build Capacity | Capacity Only | 0 | 1 | 38 | 0 | 6 | 0 | 0 | 0 | 0 | 0 | 0 | 0 | 0 | 0 | 0 | 1 | 0 | 0 | 0 | 0 | 46 | Capacity Only
|  | Build Battery-Gen | Battery-Gen | 0 | 0 | 0 | 0 | 0 | 0 | 0 | 0 | 0 | 0 | 0 | 0 | 0 | 0 | 0 | 0 | 0 | 0 | 0 | 0 | 0 | Battery-Gen
|  | Build Battery-Wind | Battery-Wind | 0 | 0 | 0 | 0 | 0 | 0 | 0 | 0 | 0 | 0 | 0 | 0 | 0 | 0 | 0 | 0 | 0 | 0 | 0 | 0 | 0 | Battery-Wind
|  | New Nuclear | SMR | 0 | 0 | 0 | 0 | 0 | 0 | 0 | 0 | 0 | 0 | 0 | 0 | 0 | 0 | 0 | 0 | 0 | 0 | 0 | 0 | 0 | SMR
|  | Change in Coal and Gas | Resource Type | 2024 | 2025 | 2026 | 2027 | 2028 | 2029 | 2030 | 2031 | 2032 | 2033 | 2034 | 2035 | 2036 | 2037 | 2038 | 2039 | 2040 | 2041 | 2042 | 2043 | Total
|  | Coal and Gas | Coal and Gas | 1599.05 | 1599.05 | 1599.05 | 1599.05 | 1599.05 | 1599.05 | 1599.05 | 1387.17 | 1387.17 | 1387.17 | 1387.17 | 1387.17 | 1387.17 | 1387.17 | 1387.17 | 1387.17 | 1200.19 | 1200.19 | 1200.19 | 1200.19 | 28478.6403 | Coal
|  | Coal and Gas | Change in Coal and Gas |  | 0 | 0 | 0 | 0 | 0 | 0 | -211.88 | 0 | 0 | 0 | 0 | 0 | 0 | 0 | 0 | -186.98 | 0 | 0 | 0 | -398.86 | Change in Coal
Summary of Emissions (Tons)
|  | CO2 Constraint | Endpoint | 2024 | 2025 | 2026 | 2027 | 2028 | 2029 | 2030 | 2031 | 2032 | 2033 | 2034 | 2035 | 2036 | 2037 | 2038 | 2039 | 2040 | 2041 | 2042 | 2043 | Total
|  | Mid Restrictions | M2C | 6424773.8 | 6424773.8 | 6078713.6 | 5732653.4 | 5386593.2 | 5166314.96 | 4946036.72 | 4725758.48 | 4505480.24 | 4285202 | 4032054.16 | 3778906.32 | 3525758.48 | 3272610.64 | 3019462.8 | 2766314.96 | 2513167.12 | 2260019.28 | 2006871.44 | 1753723.6 | 82605189 | M2C
|  | High Restrictions | H3C | 4846653.06 | 4608087.23 | 4369521.41 | 4130955.58 | 3892389.76 | 3653823.94 | 3415258.11 | 3176692.29 | 2938126.46 | 2699560.64 | 2460994.82 | 2222428.99 | 1983863.17 | 1745297.34 | 1506731.52 | 1268165.7 | 1029599.87 | 791034.05 | 552468.22 | 313902.4 | 51605554.56 | H3C
|  | Low Restrictions | L2N | 0 | 0 | 0 | 0 | 0 | 0 | 0 | 0 | 0 | 0 | 0 | 0 | 0 | 0 | 0 | 0 | 0 | 0 | 0 | 0 | 0 | L2N
|  | CO2 Emissions |  | 1466754.375 | 1459584.25 | 1564350.5 | 1431443.125 | 1518483.75 | 1849457.875 | 2988925.25 | 3355804.75 | 3041205 | 2943754.25 | 2615904.75 | 2326270 | 2622478.5 | 2857860 | 2766315 | 2513167 | 2260019.25 | 2006871.5 | 1753723.625 | 1753723.625 | 45096096.375 | CO2

## NameplateCapacity
Year | Wind (MW) | Solar (MW) | Battery (MW) | Thermal (MW) | Capacity Only (Summer MW) | DSM (Summer MW) | Retirements (MW)
2024 | 0 | 0 | 0 | 143.0032 | 0 | 91 | 0
2025 | 0 | 0 | 0 | 0 | 1 | 81.2828 | 0
2026 | 0 | 0 | 0 | 0 | 38 | 170.5799 | 0
2027 | 0 | 150 | 0 | 0 | 0 | 201.2941 | 0
2028 | 0 | 0 | 0 | 0 | 6 | 218.4289 | 0
2029 | 0 | 3.6621e-06 | 0 | 415 | 0 | 57.2553 | 0
2030 | 0 | -4.425e-06 | 0 | 325 | 0 | 57.0825 | 0
2031 | 150 | 6.1035e-06 | 0 | 0 | 0 | 54.3057 | 211.88
2032 | 150 | -1.0529e-05 | 0 | 0 | 0 | 51.1685 | 0
2033 | 150 | 6.485e-06 | 0 | 0 | 0 | 47.7815 | 0
2034 | 150 | -3.8147e-06 | 0 | 0 | 0 | 44.2167 | 0
2035 | 150 | 4.1199e-06 | 0 | 0 | 0 | 43.8511 | 0
2036 | 0 | -2.2888e-07 | 0 | 0 | 0 | 43.0561 | 0
2037 | 0 | -1.7548e-06 | 0 | 0 | 0 | 40.8355 | 0
2038 | 0 | -5.3406e-07 | 0 | 0 | 0 | 38.1048 | 0
2039 | 0 | 3.3569e-06 | 0 | 325 | 1 | 35.2658 | 0
2040 | 0 | -5.4169e-06 | 0 | 0 | 0 | 27.3277 | 186.98
2041 | 0 | 3.5095e-06 | 0 | 0 | 0 | 19.9847 | 0
2042 | 150 | -3.8147e-07 | 0 | 0 | 0 | 12.5505 | 0
2043 | 0 | -1.9836e-06 | 0 | 0 | 0 | 4.1013 | 0

## capworkbookview
| Utility Modeled | MOW
Summer Capacity Balance
| Line Item | 2024 | 2025 | 2026 | 2027 | 2028 | 2029 | 2030 | 2031 | 2032 | 2033 | 2034 | 2035 | 2036 | 2037 | 2038 | 2039 | 2040 | 2041 | 2042 | 2043
Load & DSM
| Total Load | 1969 | 2001 | 2034 | 2054 | 2064 | 2070 | 2075 | 2080 | 2086 | 2091 | 2099 | 2107 | 2118 | 2122 | 2128 | 2132 | 2140 | 2143 | 2148 | 2156
| Net Load | 1969 | 2001 | 2034 | 2054 | 2064 | 2070 | 2075 | 2080 | 2086 | 2091 | 2099 | 2107 | 2118 | 2122 | 2128 | 2132 | 2140 | 2143 | 2148 | 2156
| Min Reserve Margin | 15% | 16% | 17% | 18% | 19% | 20% | 21% | 21% | 21% | 21.5% | 21.5% | 21.5% | 22% | 22% | 22% | 22.5% | 22.5% | 22.5% | 23% | 23%
| Capacity Needed | 2264.35 | 2321.16 | 2379.78 | 2423.72 | 2456.16 | 2484 | 2510.75 | 2516.8 | 2524.06 | 2540.565 | 2550.285 | 2560.005 | 2583.96 | 2588.84 | 2596.16 | 2611.7 | 2621.5 | 2625.175 | 2642.04 | 2651.88
| DSM | 2024 | 2025 | 2026 | 2027 | 2028 | 2029 | 2030 | 2031 | 2032 | 2033 | 2034 | 2035 | 2036 | 2037 | 2038 | 2039 | 2040 | 2041 | 2042 | 2043
| DSM Existing | 91 | 0 | 0 | 0 | 0 | 0 | 0 | 0 | 0 | 0 | 0 | 0 | 0 | 0 | 0 | 0 | 0 | 0 | 0 | 0
| TOU Rate Impact | 3.1963 | 5.6062 | 8.407 | 11.206 | 11.2091 | 11.1965 | 11.1898 | 11.1835 | 11.4751 | 11.174 | 11.1646 | 11.1668 | 11.186 | 11.4701 | 11.184 | 11.1784 | 11.1808 | 11.1414 | 11.1546 | 11.1739
| DSM Potential | 0 | 81.2828 | 170.5799 | 201.2941 | 218.4289 | 57.2553 | 57.0825 | 54.3057 | 51.1685 | 47.7815 | 44.2167 | 43.8511 | 43.0561 | 40.8355 | 38.1048 | 35.2658 | 27.3277 | 19.9847 | 12.5505 | 4.1013
| Total | 94.1963 | 86.8891 | 178.9869 | 212.5001 | 229.638 | 68.4518 | 68.2723 | 65.4892 | 62.6437 | 58.9554 | 55.3813 | 55.0179 | 54.2421 | 52.3056 | 49.2888 | 46.4443 | 38.5086 | 31.1261 | 23.7051 | 15.2751
| Existing Resources | 2024 | 2025 | 2026 | 2027 | 2028 | 2029 | 2030 | 2031 | 2032 | 2033 | 2034 | 2035 | 2036 | 2037 | 2038 | 2039 | 2040 | 2041 | 2042 | 2043
| J JEC1 | 58.616 | 58.616 | 58.616 | 58.616 | 58.616 | 58.616 | 58.616 | 58.616 | 58.616 | 58.616 | 58.616 | 58.616 | 58.616 | 58.616 | 58.616 | 58.616 | 0 | 0 | 0 | 0
| J JEC2 | 57.744 | 57.744 | 57.744 | 57.744 | 57.744 | 57.744 | 57.744 | 0 | 0 | 0 | 0 | 0 | 0 | 0 | 0 | 0 | 0 | 0 | 0 | 0
| J JEC3 | 58.544 | 58.544 | 58.544 | 58.544 | 58.544 | 58.544 | 58.544 | 0 | 0 | 0 | 0 | 0 | 0 | 0 | 0 | 0 | 0 | 0 | 0 | 0
| J IATAN1 | 126.45 | 126.45 | 126.45 | 126.45 | 126.45 | 126.45 | 126.45 | 126.45 | 126.45 | 126.45 | 126.45 | 126.45 | 126.45 | 126.45 | 126.45 | 126.45 | 0 | 0 | 0 | 0
| J IATAN2 | 161.478 | 161.478 | 161.478 | 161.478 | 161.478 | 161.478 | 161.478 | 161.478 | 161.478 | 161.478 | 161.478 | 161.478 | 161.478 | 161.478 | 161.478 | 161.478 | 161.478 | 161.478 | 161.478 | 161.478
| G Greenwood1 | 62.7 | 62.7 | 62.7 | 62.7 | 62.7 | 62.7 | 62.7 | 62.7 | 62.7 | 62.7 | 62.7 | 62.7 | 62.7 | 62.7 | 62.7 | 62.7 | 62.7 | 62.7 | 62.7 | 62.7
| G Greenwood2 | 63 | 63 | 63 | 63 | 63 | 63 | 63 | 63 | 63 | 63 | 63 | 63 | 63 | 63 | 63 | 63 | 63 | 63 | 63 | 63
| G Greenwood3 | 62.1 | 62.1 | 62.1 | 62.1 | 62.1 | 62.1 | 62.1 | 62.1 | 62.1 | 62.1 | 62.1 | 62.1 | 62.1 | 62.1 | 62.1 | 62.1 | 62.1 | 62.1 | 62.1 | 62.1
| G Greenwood4 | 61.8 | 61.8 | 61.8 | 61.8 | 61.8 | 61.8 | 61.8 | 61.8 | 61.8 | 61.8 | 61.8 | 61.8 | 61.8 | 61.8 | 61.8 | 61.8 | 61.8 | 61.8 | 61.8 | 61.8
| G LakeRoad1 | 18.35 | 18.35 | 18.35 | 18.35 | 18.35 | 18.35 | 18.35 | 18.35 | 18.35 | 18.35 | 18.35 | 18.35 | 18.35 | 18.35 | 18.35 | 18.35 | 18.35 | 18.35 | 18.35 | 18.35
| G LakeRoad2 | 22.9 | 22.9 | 22.9 | 22.9 | 22.9 | 22.9 | 22.9 | 22.9 | 22.9 | 22.9 | 22.9 | 22.9 | 22.9 | 22.9 | 22.9 | 22.9 | 22.9 | 22.9 | 22.9 | 22.9
| G LakeRoad3 | 7.34 | 7.34 | 7.34 | 7.34 | 7.34 | 7.34 | 7.34 | 7.34 | 7.34 | 7.34 | 7.34 | 7.34 | 7.34 | 7.34 | 7.34 | 7.34 | 7.34 | 7.34 | 7.34 | 7.34
| G LakeRoad5 | 47.2 | 47.2 | 47.2 | 47.2 | 47.2 | 47.2 | 47.2 | 47.2 | 47.2 | 47.2 | 47.2 | 47.2 | 47.2 | 47.2 | 47.2 | 47.2 | 47.2 | 47.2 | 47.2 | 47.2
| G LR4Gas | 94.6 | 94.6 | 94.6 | 94.6 | 94.6 | 94.6 | 94.6 | 0 | 0 | 0 | 0 | 0 | 0 | 0 | 0 | 0 | 0 | 0 | 0 | 0
| G RalphGreen3 | 69.4 | 69.4 | 69.4 | 69.4 | 69.4 | 69.4 | 69.4 | 69.4 | 69.4 | 69.4 | 69.4 | 69.4 | 69.4 | 69.4 | 69.4 | 69.4 | 69.4 | 69.4 | 69.4 | 69.4
| G SouthHarper1 | 105.8 | 105.8 | 105.8 | 105.8 | 105.8 | 105.8 | 105.8 | 105.8 | 105.8 | 105.8 | 105.8 | 105.8 | 105.8 | 105.8 | 105.8 | 105.8 | 105.8 | 105.8 | 105.8 | 105.8
| G SouthHarper2 | 107.6 | 107.6 | 107.6 | 107.6 | 107.6 | 107.6 | 107.6 | 107.6 | 107.6 | 107.6 | 107.6 | 107.6 | 107.6 | 107.6 | 107.6 | 107.6 | 107.6 | 107.6 | 107.6 | 107.6
| G SouthHarper3 | 107.8 | 107.8 | 107.8 | 107.8 | 107.8 | 107.8 | 107.8 | 107.8 | 107.8 | 107.8 | 107.8 | 107.8 | 107.8 | 107.8 | 107.8 | 107.8 | 107.8 | 107.8 | 107.8 | 107.8
| G XRoads1 | 75.3 | 75.3 | 75.3 | 75.3 | 75.3 | 75.3 | 75.3 | 75.3 | 75.3 | 75.3 | 75.3 | 75.3 | 75.3 | 75.3 | 75.3 | 75.3 | 75.3 | 75.3 | 75.3 | 75.3
| G XRoads2 | 76.3 | 76.3 | 76.3 | 76.3 | 76.3 | 76.3 | 76.3 | 76.3 | 76.3 | 76.3 | 76.3 | 76.3 | 76.3 | 76.3 | 76.3 | 76.3 | 76.3 | 76.3 | 76.3 | 76.3
| G XRoads3 | 75.3 | 75.3 | 75.3 | 75.3 | 75.3 | 75.3 | 75.3 | 75.3 | 75.3 | 75.3 | 75.3 | 75.3 | 75.3 | 75.3 | 75.3 | 75.3 | 75.3 | 75.3 | 75.3 | 75.3
| G XRoads4 | 75.3 | 75.3 | 75.3 | 75.3 | 75.3 | 75.3 | 75.3 | 75.3 | 75.3 | 75.3 | 75.3 | 75.3 | 75.3 | 75.3 | 75.3 | 75.3 | 75.3 | 75.3 | 75.3 | 75.3
| G LakeRoad6 | 20 | 20 | 20 | 20 | 20 | 20 | 20 | 20 | 20 | 20 | 20 | 20 | 20 | 20 | 20 | 20 | 20 | 20 | 20 | 20
| G LakeRoad7 | 21.1 | 21.1 | 21.1 | 21.1 | 21.1 | 21.1 | 21.1 | 21.1 | 21.1 | 21.1 | 21.1 | 21.1 | 21.1 | 21.1 | 21.1 | 21.1 | 21.1 | 21.1 | 21.1 | 21.1
| G Nevada1 | 16 | 16 | 16 | 16 | 16 | 16 | 16 | 16 | 16 | 16 | 16 | 16 | 16 | 16 | 16 | 16 | 16 | 16 | 16 | 16
| G GREENWOODSOLAR | 3 | 3 | 1.38 | 1.38 | 1.38 | 1.38 | 1.38 | 1.38 | 1.38 | 1.38 | 1.38 | 1.38 | 1.38 | 1.38 | 1.38 | 1.38 | 1.38 | 1.38 | 1.38 | 1.38
| G HAWTHORN SOLAR | 2.32 | 2.32 | 1.7 | 1.7 | 1.7 | 1.7 | 1.7 | 1.7 | 1.7 | 1.7 | 1.7 | 1.7 | 1.7 | 1.7 | 1.7 | 1.7 | 1.7 | 1.7 | 1.7 | 1.7
| Total | 1658.042 | 1658.042 | 1655.802 | 1655.802 | 1655.802 | 1655.802 | 1655.802 | 1444.914 | 1444.914 | 1444.914 | 1444.914 | 1444.914 | 1444.914 | 1444.914 | 1444.914 | 1444.914 | 1259.848 | 1259.848 | 1259.848 | 1259.848
| Renewable PPAs | 2024 | 2025 | 2026 | 2027 | 2028 | 2029 | 2030 | 2031 | 2032 | 2033 | 2034 | 2035 | 2036 | 2037 | 2038 | 2039 | 2040 | 2041 | 2042 | 2043
| G LANDFILLGAS | 1.5 | 1.5 | 1.5 | 1.5 | 1.5 | 1.5 | 1.5 | 1.5 | 1.5 | 1.5 | 1.5 | 1.5 | 1.5 | 1.5 | 1.5 | 1.5 | 1.5 | 1.5 | 1.5 | 1.5
| G CIMARRON3 | 100.1 | 100.1 | 19.62 | 19.62 | 19.62 | 19.62 | 19.62 | 19.62 | 19.62 | 19.62 | 19.62 | 19.62 | 0 | 0 | 0 | 0 | 0 | 0 | 0 | 0
| G ENSIGN | 40 | 40 | 26.83 | 26.83 | 26.83 | 26.83 | 26.83 | 26.83 | 26.83 | 0 | 0 | 0 | 0 | 0 | 0 | 0 | 0 | 0 | 0 | 0
| G GRAYCOUNTY | 22.92 | 22.92 | 15.79 | 15.79 | 15.79 | 15.79 | 0 | 0 | 0 | 0 | 0 | 0 | 0 | 0 | 0 | 0 | 0 | 0 | 0 | 0
| G OSBORN | 13.8 | 13.8 | 15.28 | 15.28 | 15.28 | 15.28 | 15.28 | 15.28 | 15.28 | 15.28 | 15.28 | 15.28 | 15.28 | 0 | 0 | 0 | 0 | 0 | 0 | 0
| G PRAIRIEQUEEN | 31.76 | 31.76 | 23.39 | 23.39 | 23.39 | 23.39 | 23.39 | 23.39 | 23.39 | 23.39 | 23.39 | 23.39 | 23.39 | 23.39 | 23.39 | 23.39 | 0 | 0 | 0 | 0
| G PRATT | 85.22 | 85.22 | 39.81 | 39.81 | 39.81 | 39.81 | 39.81 | 39.81 | 39.81 | 39.81 | 39.81 | 39.81 | 39.81 | 39.81 | 39.81 | 39.81 | 39.81 | 39.81 | 39.81 | 39.81
| G ROCKCREEK | 20.69 | 20.69 | 26.72 | 26.72 | 26.72 | 26.72 | 26.72 | 26.72 | 26.72 | 26.72 | 26.72 | 26.72 | 26.72 | 26.72 | 0 | 0 | 0 | 0 | 0 | 0
| Total | 315.99 | 315.99 | 168.94 | 168.94 | 168.94 | 168.94 | 153.15 | 153.15 | 153.15 | 126.32 | 126.32 | 126.32 | 106.7 | 91.42 | 64.7 | 64.7 | 41.31 | 41.31 | 41.31 | 41.31
| Capacity Only Purchases | 2024 | 2025 | 2026 | 2027 | 2028 | 2029 | 2030 | 2031 | 2032 | 2033 | 2034 | 2035 | 2036 | 2037 | 2038 | 2039 | 2040 | 2041 | 2042 | 2043
| MO West Cap Buy | 275 | 260 | 240 | 200 | 200 | 0 | 0 | 0 | 0 | 0 | 0 | 0 | 0 | 0 | 0 | 0 | 0 | 0 | 0 | 0
| Total | 275 | 260 | 240 | 200 | 200 | 0 | 0 | 0 | 0 | 0 | 0 | 0 | 0 | 0 | 0 | 0 | 0 | 0 | 0 | 0
| Capacity Only Sales | 2024 | 2025 | 2026 | 2027 | 2028 | 2029 | 2030 | 2031 | 2032 | 2033 | 2034 | 2035 | 2036 | 2037 | 2038 | 2039 | 2040 | 2041 | 2042 | 2043
| MO West Cap Sale | -5 | 0 | 0 | 0 | 0 | 0 | 0 | 0 | 0 | 0 | 0 | 0 | 0 | 0 | 0 | 0 | 0 | 0 | 0 | 0
| Total | -5 | 0 | 0 | 0 | 0 | 0 | 0 | 0 | 0 | 0 | 0 | 0 | 0 | 0 | 0 | 0 | 0 | 0 | 0 | 0
| Capacity Position - Exising | 2024 | 2025 | 2026 | 2027 | 2028 | 2029 | 2030 | 2031 | 2032 | 2033 | 2034 | 2035 | 2036 | 2037 | 2038 | 2039 | 2040 | 2041 | 2042 | 2043
| Net Load | 1969 | 2001 | 2034 | 2054 | 2064 | 2070 | 2075 | 2080 | 2086 | 2091 | 2099 | 2107 | 2118 | 2122 | 2128 | 2132 | 2140 | 2143 | 2148 | 2156
| Capacity Need | 2264.35 | 2321.16 | 2379.78 | 2423.72 | 2456.16 | 2484 | 2510.75 | 2516.8 | 2524.06 | 2540.565 | 2550.285 | 2560.005 | 2583.96 | 2588.84 | 2596.16 | 2611.7 | 2621.5 | 2625.175 | 2642.04 | 2651.88
| Existing Resources | 1658.042 | 1658.042 | 1655.802 | 1655.802 | 1655.802 | 1655.802 | 1655.802 | 1444.914 | 1444.914 | 1444.914 | 1444.914 | 1444.914 | 1444.914 | 1444.914 | 1444.914 | 1444.914 | 1259.848 | 1259.848 | 1259.848 | 1259.848
| MOW PBA | 0 | 0 | 22.1877 | 23.4773 | 23.969 | 24.2591 | 24.4767 | 24.4767 | 24.4767 | 24.4767 | 24.4767 | 24.4767 | 24.4767 | 24.4767 | 24.4767 | 24.4767 | 24.4767 | 24.4767 | 24.4767 | 24.4767
| DSM | 94.1963 | 86.8891 | 178.9869 | 212.5001 | 229.638 | 68.4518 | 68.2723 | 65.4892 | 62.6437 | 58.9554 | 55.3813 | 55.0179 | 54.2421 | 52.3056 | 49.2888 | 46.4443 | 38.5086 | 31.1261 | 23.7051 | 15.2751
| Renewable PPA | 315.99 | 315.99 | 168.94 | 168.94 | 168.94 | 168.94 | 153.15 | 153.15 | 153.15 | 126.32 | 126.32 | 126.32 | 106.7 | 91.42 | 64.7 | 64.7 | 41.31 | 41.31 | 41.31 | 41.31
| Capacity Only | 270 | 260 | 240 | 200 | 200 | 0 | 0 | 0 | 0 | 0 | 0 | 0 | 0 | 0 | 0 | 0 | 0 | 0 | 0 | 0
| Capacity Total | 2338.2283 | 2320.9211 | 2265.9166 | 2260.7193 | 2278.349 | 1917.4529 | 1901.701 | 1688.0299 | 1685.1844 | 1654.6662 | 1651.092 | 1650.7286 | 1630.3328 | 1613.1163 | 1583.3796 | 1580.535 | 1364.1433 | 1356.7608 | 1349.3399 | 1340.9098
| Excess (Short) | 73.8783 | -0.23893 | -113.8634 | -163.0007 | -177.811 | -566.5471 | -609.049 | -828.7701 | -838.8756 | -885.8988 | -899.193 | -909.2764 | -953.6272 | -975.7237 | -1012.7804 | -1031.165 | -1257.3567 | -1268.4142 | -1292.7001 | -1310.9702
| Reserve Margin | 18.75% | 15.99% | 11.4% | 10.06% | 10.39% | -7.369% | -8.352% | -18.84% | -19.21% | -20.87% | -21.34% | -21.66% | -23.02% | -23.98% | -25.59% | -25.87% | -36.25% | -36.69% | -37.18% | -37.81%
| New Build Capacity | 2024 | 2025 | 2026 | 2027 | 2028 | 2029 | 2030 | 2031 | 2032 | 2033 | 2034 | 2035 | 2036 | 2037 | 2038 | 2039 | 2040 | 2041 | 2042 | 2043
| G Dogwood | 0 | 0 | 76.3 | 76.3 | 76.3 | 76.3 | 106.3 | 143 | 143 | 143 | 143 | 143 | 143 | 143 | 143 | 143 | 143 | 143 | 143 | 143
| J JEC2 NG | 0 | 0 | 0 | 0 | 0 | 0 | 0 | 0 | 0 | 0 | 0 | 0 | 0 | 0 | 0 | 0 | 0 | 0 | 0 | 0
| J JEC3 NG | 0 | 0 | 0 | 0 | 0 | 0 | 0 | 0 | 0 | 0 | 0 | 0 | 0 | 0 | 0 | 0 | 0 | 0 | 0 | 0
* | Build Wind | 0 | 0 | 0 | 0 | 0 | 0 | 0 | 21.3 | 42 | 62.55 | 82.8 | 102.75 | 102 | 101.25 | 100.5 | 99.75 | 99 | 98.25 | 117 | 116.1
| Build Solar | 0 | 0 | 0 | 100.5 | 96 | 91.5 | 87 | 82.5 | 78 | 73.2 | 68.4 | 63.6 | 58.8 | 54 | 49.2 | 44.4 | 39.6 | 34.8 | 30 | 25.2
* | Build CC | 0 | 0 | 0 | 0 | 0 | 0 | 325 | 325 | 325 | 325 | 325 | 325 | 325 | 325 | 325 | 650 | 650 | 650 | 650 | 650
| Build CT | 0 | 0 | 0 | 0 | 0 | 415 | 415 | 415 | 415 | 415 | 415 | 415 | 415 | 415 | 415 | 415 | 415 | 415 | 415 | 415
* | Build Battery-Gen | 0 | 0 | 0 | 0 | 0 | 0 | 0 | 0 | 0 | 0 | 0 | 0 | 0 | 0 | 0 | 0 | 0 | 0 | 0 | 0
* | Build Battery-Wind | 0 | 0 | 0 | 0 | 0 | 0 | 0 | 0 | 0 | 0 | 0 | 0 | 0 | 0 | 0 | 0 | 0 | 0 | 0 | 0
| New Nuclear | 0 | 0 | 0 | 0 | 0 | 0 | 0 | 0 | 0 | 0 | 0 | 0 | 0 | 0 | 0 | 0 | 0 | 0 | 0 | 0
| Build Capacity | 0 | 1 | 38 | 0 | 6 | 0 | 0 | 0 | 0 | 0 | 0 | 0 | 0 | 0 | 0 | 1 | 0 | 0 | 0 | 0
| Sell Capacity | 0 | 0 | 0 | 0 | 0 | 0 | 0 | 0 | 0 | 0 | 0 | 0 | 0 | 0 | 0 | 0 | 0 | 0 | 0 | 0
| Total | 0 | 1 | 114.3 | 176.8 | 178.3 | 582.8 | 933.3 | 986.8 | 1003 | 1018.75 | 1034.2 | 1049.35 | 1043.8 | 1038.25 | 1032.7 | 1353.15 | 1346.6 | 1341.05 | 1355 | 1349.3
| Capacity Position - Future | 2024 | 2025 | 2026 | 2027 | 2028 | 2029 | 2030 | 2031 | 2032 | 2033 | 2034 | 2035 | 2036 | 2037 | 2038 | 2039 | 2040 | 2041 | 2042 | 2043
| New Capacity Total | 2338.2283 | 2321.9211 | 2380.2166 | 2437.5193 | 2456.649 | 2500.2529 | 2835.001 | 2674.8299 | 2688.1844 | 2673.4162 | 2685.292 | 2700.0786 | 2674.1328 | 2651.3663 | 2616.0796 | 2933.685 | 2710.7433 | 2697.8108 | 2704.3399 | 2690.2098
| Reserve Buffer | 0 | 0 | 0 | 0 | 0 | 0 | 0 | 0 | 0 | 0 | 0 | 0 | 0 | 0 | 0 | 0 | 0 | 0 | 0 | 0
| New Cap Total Less Buffer | 2338.2283 | 2321.9211 | 2380.2166 | 2437.5193 | 2456.649 | 2500.2529 | 2835.001 | 2674.8299 | 2688.1844 | 2673.4162 | 2685.292 | 2700.0786 | 2674.1328 | 2651.3663 | 2616.0796 | 2933.685 | 2710.7433 | 2697.8108 | 2704.3399 | 2690.2098
| Excess (Short) | 73.8783 | 0.76107 | 0.43661 | 13.7993 | 0.48899 | 16.2529 | 324.251 | 158.0299 | 164.1244 | 132.8512 | 135.007 | 140.0736 | 90.1728 | 62.5263 | 19.9196 | 321.985 | 89.2433 | 72.6358 | 62.2999 | 38.3298
| Reserve Margin | 18.75% | 16.04% | 17.02% | 18.67% | 19.02% | 20.79% | 36.63% | 28.6% | 28.87% | 27.85% | 27.93% | 28.15% | 26.26% | 24.95% | 22.94% | 37.6% | 26.67% | 25.89% | 25.9% | 24.78%
| Model RM Output | 18.75% | 16.04% | 17.02% | 18.67% | 19.02% | 20.79% | 36.63% | 28.6% | 28.87% | 27.85% | 27.93% | 28.15% | 26.26% | 24.95% | 22.94% | 37.6% | 26.67% | 25.89% | 25.9% | 24.78%
| Net | 73.8783 | 0.76107 | 0.43661 | 13.7993 | 0.48899 | 16.2529 | 324.251 | 158.0299 | 164.1244 | 132.8512 | 135.007 | 140.0736 | 90.1728 | 62.5263 | 19.9196 | 321.985 | 89.2433 | 72.6358 | 62.2999 | 38.3298

## capbalance
Utility Modeled | MOW
Capacity Balance MOW MEEIA
Line Item | 2024 | 2025 | 2026 | 2027 | 2028 | 2029 | 2030 | 2031 | 2032 | 2033 | 2034 | 2035 | 2036 | 2037 | 2038 | 2039 | 2040 | 2041 | 2042 | 2043
Total Capacity Need | 2264.35 | 2321.16 | 2379.78 | 2423.72 | 2456.16 | 2484 | 2510.75 | 2516.8 | 2524.06 | 2540.565 | 2550.285 | 2560.005 | 2583.96 | 2588.84 | 2596.16 | 2611.7 | 2621.5 | 2625.175 | 2642.04 | 2651.88
Other existing net PBA | 1465.21 | 1455.21 | 1455.1577 | 1416.4473 | 1416.939 | 1217.2291 | 1217.4467 | 1122.8467 | 1122.8467 | 1122.8467 | 1122.8467 | 1122.8467 | 1122.8467 | 1122.8467 | 1122.8467 | 1122.8467 | 1122.8467 | 1122.8467 | 1122.8467 | 1122.8467
Coal | 462.832 | 462.832 | 462.832 | 462.832 | 462.832 | 462.832 | 462.832 | 346.544 | 346.544 | 346.544 | 346.544 | 346.544 | 346.544 | 346.544 | 346.544 | 346.544 | 161.478 | 161.478 | 161.478 | 161.478
Existing DSM and TOU | 94.1963 | 5.6062 | 8.407 | 11.206 | 11.2091 | 11.1965 | 11.1898 | 11.1835 | 11.4751 | 11.174 | 11.1646 | 11.1668 | 11.186 | 11.4701 | 11.184 | 11.1784 | 11.1808 | 11.1414 | 11.1546 | 11.1739
Renewable PPA | 315.99 | 315.99 | 168.94 | 168.94 | 168.94 | 168.94 | 153.15 | 153.15 | 153.15 | 126.32 | 126.32 | 126.32 | 106.7 | 91.42 | 64.7 | 64.7 | 41.31 | 41.31 | 41.31 | 41.31
Net Need | -73.8783 | 81.5217 | 284.4433 | 364.2948 | 396.24 | 623.8024 | 666.1315 | 883.0758 | 890.0441 | 933.6803 | 943.4097 | 953.1275 | 996.6833 | 1016.5591 | 1050.8852 | 1066.4308 | 1284.6844 | 1288.3988 | 1305.2507 | 1315.0714
New Additions
New DSM Potential | 0 | 81.2828 | 170.5799 | 201.2941 | 218.4289 | 57.2553 | 57.0825 | 54.3057 | 51.1685 | 47.7815 | 44.2167 | 43.8511 | 43.0561 | 40.8355 | 38.1048 | 35.2658 | 27.3277 | 19.9847 | 12.5505 | 4.1013
Coal_to_NG | 0 | 0 | 0 | 0 | 0 | 0 | 0 | 0 | 0 | 0 | 0 | 0 | 0 | 0 | 0 | 0 | 0 | 0 | 0 | 0
Build Wind | 0 | 0 | 0 | 0 | 0 | 0 | 0 | 21.3 | 42 | 62.55 | 82.8 | 102.75 | 102 | 101.25 | 100.5 | 99.75 | 99 | 98.25 | 117 | 116.1
Build Solar | 0 | 0 | 0 | 100.5 | 96 | 91.5 | 87 | 82.5 | 78 | 73.2 | 68.4 | 63.6 | 58.8 | 54 | 49.2 | 44.4 | 39.6 | 34.8 | 30 | 25.2
Build CT | 0 | 0 | 0 | 0 | 0 | 415 | 415 | 415 | 415 | 415 | 415 | 415 | 415 | 415 | 415 | 415 | 415 | 415 | 415 | 415
Build CC | 0 | 0 | 76.3 | 76.3 | 76.3 | 76.3 | 431.3 | 468 | 468 | 468 | 468 | 468 | 468 | 468 | 468 | 793 | 793 | 793 | 793 | 793
Build Battery | 0 | 0 | 0 | 0 | 0 | 0 | 0 | 0 | 0 | 0 | 0 | 0 | 0 | 0 | 0 | 0 | 0 | 0 | 0 | 0
New Nuclear | 0 | 0 | 0 | 0 | 0 | 0 | 0 | 0 | 0 | 0 | 0 | 0 | 0 | 0 | 0 | 0 | 0 | 0 | 0 | 0
Build Capacity | 0 | 1 | 38 | 0 | 6 | 0 | 0 | 0 | 0 | 0 | 0 | 0 | 0 | 0 | 0 | 1 | 0 | 0 | 0 | 0
Net Additions | 0 | 82.2828 | 284.8799 | 378.0941 | 396.729 | 640.0553 | 990.3825 | 1041.1057 | 1054.1685 | 1066.5315 | 1078.4167 | 1093.201 | 1086.8561 | 1079.0855 | 1070.8048 | 1388.4158 | 1373.9277 | 1361.0347 | 1367.5505 | 1353.4013
Capacity Balance | -73.8783 | -0.76107 | -0.43661 | -13.7993 | -0.48899 | -16.2529 | -324.251 | -158.0299 | -164.1244 | -132.8512 | -135.007 | -140.0736 | -90.1728 | -62.5263 | -19.9196 | -321.985 | -89.2433 | -72.6358 | -62.2999 | -38.3298

## capworkbookviewWin
| Utility Modeled | MOW
Winter Capacity Balance
| Line Item | 2024 | 2025 | 2026 | 2027 | 2028 | 2029 | 2030 | 2031 | 2032 | 2033 | 2034 | 2035 | 2036 | 2037 | 2038 | 2039 | 2040 | 2041 | 2042 | 2043
Load & DSM
| Total Load | 1670 | 1693 | 1741 | 1780 | 1794 | 1800 | 1805 | 1812 | 1818 | 1821 | 1827 | 1833 | 1840 | 1843 | 1845 | 1845 | 1850 | 1850 | 1856 | 1862
| Net Load | 1670 | 1693 | 1741 | 1780 | 1794 | 1800 | 1805 | 1812 | 1818 | 1821 | 1827 | 1833 | 1840 | 1843 | 1845 | 1845 | 1850 | 1850 | 1856 | 1862
| Winter Reserve Margin | 30% | 31% | 32% | 33% | 34% | 35% | 37% | 37% | 37% | 37% | 37% | 37% | 38% | 38% | 38% | 38% | 38% | 38% | 39% | 39%
| Capacity Needed | 2171 | 2217.83 | 2298.12 | 2367.4 | 2403.96 | 2430 | 2472.85 | 2482.44 | 2490.66 | 2494.77 | 2502.99 | 2511.21 | 2539.2 | 2543.34 | 2546.1 | 2546.1 | 2553 | 2553 | 2579.84 | 2588.18
| DSM | 2024 | 2025 | 2026 | 2027 | 2028 | 2029 | 2030 | 2031 | 2032 | 2033 | 2034 | 2035 | 2036 | 2037 | 2038 | 2039 | 2040 | 2041 | 2042 | 2043
| DSM Existing | 91 | 0 | 0 | 0 | 0 | 0 | 0 | 0 | 0 | 0 | 0 | 0 | 0 | 0 | 0 | 0 | 0 | 0 | 0 | 0
| TOU Rate Impact | 0 | 2.6268 | 4.6412 | 6.9829 | 9.3419 | 9.3587 | 9.4048 | 9.4242 | 9.4419 | 9.4538 | 9.4722 | 9.4864 | 9.5061 | 9.5115 | 9.5317 | 9.5524 | 9.5587 | 9.5688 | 9.5348 | 9.5475
| DSM Potential | 0 | 0 | 58.4511 | 118.2648 | 146.6985 | 160.1489 | 46.0578 | 45.5193 | 43.0511 | 40.3915 | 37.6099 | 34.6118 | 34.296 | 33.6989 | 31.9402 | 29.7875 | 27.5608 | 21.4785 | 15.7853 | 9.8883
| Total | 91 | 2.6268 | 63.0923 | 125.2478 | 156.0404 | 169.5076 | 55.4627 | 54.9434 | 52.493 | 49.8453 | 47.0821 | 44.0983 | 43.8021 | 43.2104 | 41.472 | 39.3399 | 37.1195 | 31.0473 | 25.32 | 19.4358
| Existing Resources | 2024 | 2025 | 2026 | 2027 | 2028 | 2029 | 2030 | 2031 | 2032 | 2033 | 2034 | 2035 | 2036 | 2037 | 2038 | 2039 | 2040 | 2041 | 2042 | 2043
| J JEC1 | 58.616 | 58.616 | 58.616 | 58.616 | 58.616 | 58.616 | 58.616 | 58.616 | 58.616 | 58.616 | 58.616 | 58.616 | 58.616 | 58.616 | 58.616 | 58.616 | 0 | 0 | 0 | 0
| J JEC2 | 57.744 | 57.744 | 57.744 | 57.744 | 57.744 | 57.744 | 57.744 | 0 | 0 | 0 | 0 | 0 | 0 | 0 | 0 | 0 | 0 | 0 | 0 | 0
| J JEC3 | 58.544 | 58.544 | 58.544 | 58.544 | 58.544 | 58.544 | 58.544 | 0 | 0 | 0 | 0 | 0 | 0 | 0 | 0 | 0 | 0 | 0 | 0 | 0
| J IATAN1 | 126.45 | 126.45 | 126.45 | 126.45 | 126.45 | 126.45 | 126.45 | 126.45 | 126.45 | 126.45 | 126.45 | 126.45 | 126.45 | 126.45 | 126.45 | 126.45 | 0 | 0 | 0 | 0
| J IATAN2 | 161.478 | 161.478 | 161.478 | 161.478 | 161.478 | 161.478 | 161.478 | 161.478 | 161.478 | 161.478 | 161.478 | 161.478 | 161.478 | 161.478 | 161.478 | 161.478 | 161.478 | 161.478 | 161.478 | 161.478
| G Greenwood1 | 68.97 | 68.97 | 68.97 | 68.97 | 68.97 | 68.97 | 68.97 | 68.97 | 68.97 | 68.97 | 68.97 | 68.97 | 68.97 | 68.97 | 68.97 | 68.97 | 68.97 | 68.97 | 68.97 | 68.97
| G Greenwood2 | 69.3 | 69.3 | 69.3 | 69.3 | 69.3 | 69.3 | 69.3 | 69.3 | 69.3 | 69.3 | 69.3 | 69.3 | 69.3 | 69.3 | 69.3 | 69.3 | 69.3 | 69.3 | 69.3 | 69.3
| G Greenwood3 | 68.31 | 68.31 | 68.31 | 68.31 | 68.31 | 68.31 | 68.31 | 68.31 | 68.31 | 68.31 | 68.31 | 68.31 | 68.31 | 68.31 | 68.31 | 68.31 | 68.31 | 68.31 | 68.31 | 68.31
| G Greenwood4 | 67.98 | 67.98 | 67.98 | 67.98 | 67.98 | 67.98 | 67.98 | 67.98 | 67.98 | 67.98 | 67.98 | 67.98 | 67.98 | 67.98 | 67.98 | 67.98 | 67.98 | 67.98 | 67.98 | 67.98
| G LakeRoad1 | 20.19 | 20.19 | 20.19 | 20.19 | 20.19 | 20.19 | 20.19 | 20.19 | 20.19 | 20.19 | 20.19 | 20.19 | 20.19 | 20.19 | 20.19 | 20.19 | 20.19 | 20.19 | 20.19 | 20.19
| G LakeRoad2 | 25.19 | 25.19 | 25.19 | 25.19 | 25.19 | 25.19 | 25.19 | 25.19 | 25.19 | 25.19 | 25.19 | 25.19 | 25.19 | 25.19 | 25.19 | 25.19 | 25.19 | 25.19 | 25.19 | 25.19
| G LakeRoad3 | 8.07 | 8.07 | 8.07 | 8.07 | 8.07 | 8.07 | 8.07 | 8.07 | 8.07 | 8.07 | 8.07 | 8.07 | 8.07 | 8.07 | 8.07 | 8.07 | 8.07 | 8.07 | 8.07 | 8.07
| G LakeRoad5 | 51.92 | 51.92 | 51.92 | 51.92 | 51.92 | 51.92 | 51.92 | 51.92 | 51.92 | 51.92 | 51.92 | 51.92 | 51.92 | 51.92 | 51.92 | 51.92 | 51.92 | 51.92 | 51.92 | 51.92
| G LR4Gas | 104.06 | 104.06 | 104.06 | 104.06 | 104.06 | 104.06 | 104.06 | 0 | 0 | 0 | 0 | 0 | 0 | 0 | 0 | 0 | 0 | 0 | 0 | 0
| G RalphGreen3 | 76.34 | 76.34 | 76.34 | 76.34 | 76.34 | 76.34 | 76.34 | 76.34 | 76.34 | 76.34 | 76.34 | 76.34 | 76.34 | 76.34 | 76.34 | 76.34 | 76.34 | 76.34 | 76.34 | 76.34
| G SouthHarper1 | 116.38 | 116.38 | 116.38 | 116.38 | 116.38 | 116.38 | 116.38 | 116.38 | 116.38 | 116.38 | 116.38 | 116.38 | 116.38 | 116.38 | 116.38 | 116.38 | 116.38 | 116.38 | 116.38 | 116.38
| G SouthHarper2 | 118.36 | 118.36 | 118.36 | 118.36 | 118.36 | 118.36 | 118.36 | 118.36 | 118.36 | 118.36 | 118.36 | 118.36 | 118.36 | 118.36 | 118.36 | 118.36 | 118.36 | 118.36 | 118.36 | 118.36
| G SouthHarper3 | 118.58 | 118.58 | 118.58 | 118.58 | 118.58 | 118.58 | 118.58 | 118.58 | 118.58 | 118.58 | 118.58 | 118.58 | 118.58 | 118.58 | 118.58 | 118.58 | 118.58 | 118.58 | 118.58 | 118.58
| G XRoads1 | 82.83 | 82.83 | 82.83 | 82.83 | 82.83 | 82.83 | 82.83 | 82.83 | 82.83 | 82.83 | 82.83 | 82.83 | 82.83 | 82.83 | 82.83 | 82.83 | 82.83 | 82.83 | 82.83 | 82.83
| G XRoads2 | 83.93 | 83.93 | 83.93 | 83.93 | 83.93 | 83.93 | 83.93 | 83.93 | 83.93 | 83.93 | 83.93 | 83.93 | 83.93 | 83.93 | 83.93 | 83.93 | 83.93 | 83.93 | 83.93 | 83.93
| G XRoads3 | 82.83 | 82.83 | 82.83 | 82.83 | 82.83 | 82.83 | 82.83 | 82.83 | 82.83 | 82.83 | 82.83 | 82.83 | 82.83 | 82.83 | 82.83 | 82.83 | 82.83 | 82.83 | 82.83 | 82.83
| G XRoads4 | 82.83 | 82.83 | 82.83 | 82.83 | 82.83 | 82.83 | 82.83 | 82.83 | 82.83 | 82.83 | 82.83 | 82.83 | 82.83 | 82.83 | 82.83 | 82.83 | 82.83 | 82.83 | 82.83 | 82.83
| G LakeRoad6 | 22 | 22 | 22 | 22 | 22 | 22 | 22 | 22 | 22 | 22 | 22 | 22 | 22 | 22 | 22 | 22 | 22 | 22 | 22 | 22
| G LakeRoad7 | 23.21 | 23.21 | 23.21 | 23.21 | 23.21 | 23.21 | 23.21 | 23.21 | 23.21 | 23.21 | 23.21 | 23.21 | 23.21 | 23.21 | 23.21 | 23.21 | 23.21 | 23.21 | 23.21 | 23.21
| G Nevada1 | 17.6 | 17.6 | 17.6 | 17.6 | 17.6 | 17.6 | 17.6 | 17.6 | 17.6 | 17.6 | 17.6 | 17.6 | 17.6 | 17.6 | 17.6 | 17.6 | 17.6 | 17.6 | 17.6 | 17.6
| G GREENWOODSOLAR | 0 | 0 | 0.5 | 0.5 | 0.5 | 0.5 | 0.5 | 0.5 | 0.5 | 0.5 | 0.5 | 0.5 | 0.5 | 0.5 | 0.5 | 0.5 | 0.5 | 0.5 | 0.5 | 0.5
| G HAWTHORN SOLAR | 0.04 | 0.04 | 1.7 | 1.7 | 1.7 | 1.7 | 1.7 | 1.7 | 1.7 | 1.7 | 1.7 | 1.7 | 1.7 | 1.7 | 1.7 | 1.7 | 1.7 | 1.7 | 1.7 | 1.7
| Total | 1771.752 | 1771.752 | 1773.912 | 1773.912 | 1773.912 | 1773.912 | 1773.912 | 1553.564 | 1553.564 | 1553.564 | 1553.564 | 1553.564 | 1553.564 | 1553.564 | 1553.564 | 1553.564 | 1368.498 | 1368.498 | 1368.498 | 1368.498
| Renewable PPAs | 2024 | 2025 | 2026 | 2027 | 2028 | 2029 | 2030 | 2031 | 2032 | 2033 | 2034 | 2035 | 2036 | 2037 | 2038 | 2039 | 2040 | 2041 | 2042 | 2043
| G LANDFILLGAS | 1.5 | 1.5 | 1.5 | 1.5 | 1.5 | 1.5 | 1.5 | 1.5 | 1.5 | 1.5 | 1.5 | 1.5 | 1.5 | 1.5 | 1.5 | 1.5 | 1.5 | 1.5 | 1.5 | 1.5
| G CIMARRON3 | 23.8 | 23.8 | 19.86 | 19.86 | 19.86 | 19.86 | 19.86 | 19.86 | 19.86 | 19.86 | 19.86 | 19.86 | 0 | 0 | 0 | 0 | 0 | 0 | 0 | 0
| G ENSIGN | 15.41 | 15.41 | 15.22 | 15.22 | 15.22 | 15.22 | 15.22 | 15.22 | 15.22 | 0 | 0 | 0 | 0 | 0 | 0 | 0 | 0 | 0 | 0 | 0
| G GRAYCOUNTY | 11.2 | 11.2 | 10.01 | 10.01 | 10.01 | 10.01 | 0 | 0 | 0 | 0 | 0 | 0 | 0 | 0 | 0 | 0 | 0 | 0 | 0 | 0
| G OSBORN | 17.34 | 17.34 | 18.09 | 18.09 | 18.09 | 18.09 | 18.09 | 18.09 | 18.09 | 18.09 | 18.09 | 18.09 | 18.09 | 0 | 0 | 0 | 0 | 0 | 0 | 0
| G PRAIRIEQUEEN | 14.85 | 14.85 | 20.31 | 20.31 | 20.31 | 20.31 | 20.31 | 20.31 | 20.31 | 20.31 | 20.31 | 20.31 | 20.31 | 20.31 | 20.31 | 20.31 | 0 | 0 | 0 | 0
| G PRATT | 10.79 | 10.79 | 32.99 | 32.99 | 32.99 | 32.99 | 32.99 | 32.99 | 32.99 | 32.99 | 32.99 | 32.99 | 32.99 | 32.99 | 32.99 | 32.99 | 32.99 | 32.99 | 32.99 | 32.99
| G ROCKCREEK | 20.16 | 20.16 | 33.71 | 33.71 | 33.71 | 33.71 | 33.71 | 33.71 | 33.71 | 33.71 | 33.71 | 33.71 | 33.71 | 33.71 | 0 | 0 | 0 | 0 | 0 | 0
| Total | 115.05 | 115.05 | 151.69 | 151.69 | 151.69 | 151.69 | 141.68 | 141.68 | 141.68 | 126.46 | 126.46 | 126.46 | 106.6 | 88.51 | 54.8 | 54.8 | 34.49 | 34.49 | 34.49 | 34.49
| Capacity Only Purchases | 2024 | 2025 | 2026 | 2027 | 2028 | 2029 | 2030 | 2031 | 2032 | 2033 | 2034 | 2035 | 2036 | 2037 | 2038 | 2039 | 2040 | 2041 | 2042 | 2043
| MO West Cap Buy | 275 | 260 | 240 | 200 | 200 | 0 | 0 | 0 | 0 | 0 | 0 | 0 | 0 | 0 | 0 | 0 | 0 | 0 | 0 | 0
| Total | 275 | 260 | 240 | 200 | 200 | 0 | 0 | 0 | 0 | 0 | 0 | 0 | 0 | 0 | 0 | 0 | 0 | 0 | 0 | 0
| Capacity Only Sales | 2024 | 2025 | 2026 | 2027 | 2028 | 2029 | 2030 | 2031 | 2032 | 2033 | 2034 | 2035 | 2036 | 2037 | 2038 | 2039 | 2040 | 2041 | 2042 | 2043
| MO West Cap Sale | -5 | 0 | 0 | 0 | 0 | 0 | 0 | 0 | 0 | 0 | 0 | 0 | 0 | 0 | 0 | 0 | 0 | 0 | 0 | 0
| Total | -5 | 0 | 0 | 0 | 0 | 0 | 0 | 0 | 0 | 0 | 0 | 0 | 0 | 0 | 0 | 0 | 0 | 0 | 0 | 0
| Capacity Position - Exising | 2024 | 2025 | 2026 | 2027 | 2028 | 2029 | 2030 | 2031 | 2032 | 2033 | 2034 | 2035 | 2036 | 2037 | 2038 | 2039 | 2040 | 2041 | 2042 | 2043
| Net Load | 1670 | 1693 | 1741 | 1780 | 1794 | 1800 | 1805 | 1812 | 1818 | 1821 | 1827 | 1833 | 1840 | 1843 | 1845 | 1845 | 1850 | 1850 | 1856 | 1862
| Capacity Need | 2171 | 2217.83 | 2298.12 | 2367.4 | 2403.96 | 2430 | 2472.85 | 2482.44 | 2490.66 | 2494.77 | 2502.99 | 2511.21 | 2539.2 | 2543.34 | 2546.1 | 2546.1 | 2553 | 2553 | 2579.84 | 2588.18
| Existing Resources | 1771.752 | 1771.752 | 1773.912 | 1773.912 | 1773.912 | 1773.912 | 1773.912 | 1553.564 | 1553.564 | 1553.564 | 1553.564 | 1553.564 | 1553.564 | 1553.564 | 1553.564 | 1553.564 | 1368.498 | 1368.498 | 1368.498 | 1368.498
| MOW PBA | 0 | 0 | 0 | -74.7247 | -78.6101 | -83.3367 | -80.3859 | -95.1051 | -95.1051 | -95.1051 | -95.1051 | -95.1051 | -95.1051 | -95.1051 | -95.1051 | -95.1051 | -95.1051 | -95.1051 | -95.1051 | -95.1051
| DSM | 91 | 2.6268 | 63.0923 | 125.2478 | 156.0404 | 169.5076 | 55.4627 | 54.9434 | 52.493 | 49.8453 | 47.0821 | 44.0983 | 43.8021 | 43.2104 | 41.472 | 39.3399 | 37.1195 | 31.0473 | 25.32 | 19.4358
| Renewable PPA | 115.05 | 115.05 | 151.69 | 151.69 | 151.69 | 151.69 | 141.68 | 141.68 | 141.68 | 126.46 | 126.46 | 126.46 | 106.6 | 88.51 | 54.8 | 54.8 | 34.49 | 34.49 | 34.49 | 34.49
| Capacity Only | 270 | 260 | 240 | 200 | 200 | 0 | 0 | 0 | 0 | 0 | 0 | 0 | 0 | 0 | 0 | 0 | 0 | 0 | 0 | 0
| Capacity Total | 2247.802 | 2149.4288 | 2228.6943 | 2176.125 | 2203.0323 | 2011.7729 | 1890.6687 | 1655.0823 | 1652.6319 | 1634.7642 | 1632.001 | 1629.0172 | 1608.8611 | 1590.1793 | 1554.7309 | 1552.5988 | 1345.0025 | 1338.9302 | 1333.203 | 1327.3187
| Excess (Short) | 76.802 | -68.4012 | -69.4257 | -191.275 | -200.9277 | -418.2271 | -582.1813 | -827.3577 | -838.0281 | -860.0058 | -870.989 | -882.1928 | -930.3389 | -953.1607 | -991.3691 | -993.5012 | -1207.9975 | -1214.0698 | -1246.637 | -1260.8613
| Reserve Margin | 34.6% | 26.96% | 28.01% | 22.25% | 22.8% | 11.77% | 4.746% | -8.66% | -9.096% | -10.23% | -10.67% | -11.13% | -12.56% | -13.72% | -15.73% | -15.85% | -27.3% | -27.63% | -28.17% | -28.72%
| New Build Capacity | 2024 | 2025 | 2026 | 2027 | 2028 | 2029 | 2030 | 2031 | 2032 | 2033 | 2034 | 2035 | 2036 | 2037 | 2038 | 2039 | 2040 | 2041 | 2042 | 2043
| G Dogwood | 0 | 0 | 0 | 76.3 | 76.3 | 76.3 | 76.3 | 106.3 | 143 | 143 | 143 | 143 | 143 | 143 | 143 | 143 | 143 | 143 | 143 | 143
| J JEC2 NG | 0 | 0 | 0 | 0 | 0 | 0 | 0 | 0 | 0 | 0 | 0 | 0 | 0 | 0 | 0 | 0 | 0 | 0 | 0 | 0
| J JEC3 NG | 0 | 0 | 0 | 0 | 0 | 0 | 0 | 0 | 0 | 0 | 0 | 0 | 0 | 0 | 0 | 0 | 0 | 0 | 0 | 0
* | Build Wind | 0 | 0 | 0 | 0 | 0 | 0 | 0 | 0 | 21.3 | 42 | 62.55 | 82.8 | 102.75 | 102 | 101.25 | 100.5 | 99.75 | 99 | 98.25 | 117
| Build Solar | 0 | 0 | 0 | 0 | 17.25 | 16.05 | 14.85 | 13.65 | 12.45 | 11.25 | 10.875 | 10.5 | 10.125 | 9.75 | 9.375 | 9 | 8.625 | 8.25 | 7.875 | 7.5
| Build CC | 0 | 0 | 0 | 0 | 0 | 0 | 0 | 325 | 325 | 325 | 325 | 325 | 325 | 325 | 325 | 325 | 650 | 650 | 650 | 650
| Build CT | 0 | 0 | 0 | 0 | 0 | 0 | 415 | 415 | 415 | 415 | 415 | 415 | 415 | 415 | 415 | 415 | 415 | 415 | 415 | 415
* | Build Battery-Gen | 0 | 0 | 0 | 0 | 0 | 0 | 0 | 0 | 0 | 0 | 0 | 0 | 0 | 0 | 0 | 0 | 0 | 0 | 0 | 0
* | Build Battery-Wind | 0 | 0 | 0 | 0 | 0 | 0 | 0 | 0 | 0 | 0 | 0 | 0 | 0 | 0 | 0 | 0 | 0 | 0 | 0 | 0
| New Nuclear | 0 | 0 | 0 | 0 | 0 | 0 | 0 | 0 | 0 | 0 | 0 | 0 | 0 | 0 | 0 | 0 | 0 | 0 | 0 | 0
| Build Capacity | 0 | 68 | 38 | 112 | 108 | 332 | 76 | 0 | 0 | 0 | 0 | 0 | 0 | 0 | 0 | 1 | 0 | 0 | 0 | 0
| Sell Capacity | 0 | 0 | 0 | 0 | 0 | 0 | 0 | 0 | 0 | 0 | 0 | 0 | 0 | 0 | 0 | 0 | 0 | 0 | 0 | 0
| Total | 0 | 68 | 38 | 188.3 | 201.55 | 424.35 | 582.15 | 859.95 | 916.75 | 936.25 | 956.425 | 976.3 | 995.875 | 994.75 | 993.625 | 993.5 | 1316.375 | 1315.25 | 1314.125 | 1332.5
| Capacity Position - Future | 2024 | 2025 | 2026 | 2027 | 2028 | 2029 | 2030 | 2031 | 2032 | 2033 | 2034 | 2035 | 2036 | 2037 | 2038 | 2039 | 2040 | 2041 | 2042 | 2043
| New Capacity Total | 2247.802 | 2217.4288 | 2266.6943 | 2364.425 | 2404.5823 | 2436.1229 | 2472.8187 | 2515.0323 | 2569.3819 | 2571.0142 | 2588.426 | 2605.3172 | 2604.7361 | 2584.9293 | 2548.3559 | 2546.0988 | 2661.3775 | 2654.1802 | 2647.328 | 2659.8187
| Reserve Buffer | 0 | 0 | 0 | 0 | 0 | 0 | 0 | 0 | 0 | 0 | 0 | 0 | 0 | 0 | 0 | 0 | 0 | 0 | 0 | 0
| New Cap Total Less Buffer | 2247.802 | 2217.4288 | 2266.6943 | 2364.425 | 2404.5823 | 2436.1229 | 2472.8187 | 2515.0323 | 2569.3819 | 2571.0142 | 2588.426 | 2605.3172 | 2604.7361 | 2584.9293 | 2548.3559 | 2546.0988 | 2661.3775 | 2654.1802 | 2647.328 | 2659.8187
| Excess (Short) | 76.802 | -0.40124 | -31.4257 | -2.975 | 0.62229 | 6.1229 | -0.031263 | 32.5923 | 78.7219 | 76.2442 | 85.436 | 94.1072 | 65.5361 | 41.5893 | 2.2559 | -0.0011657 | 108.3775 | 101.1802 | 67.488 | 71.6387
| Reserve Margin | 34.6% | 30.98% | 30.19% | 32.83% | 34.03% | 35.34% | 37% | 38.8% | 41.33% | 41.19% | 41.68% | 42.13% | 41.56% | 40.26% | 38.12% | 38% | 43.86% | 43.47% | 42.64% | 42.85%
| Model Reserve Margin | 34.6% | 30.98% | 30.19% | 32.83% | 34.03% | 35.34% | 37% | 38.8% | 41.33% | 41.19% | 41.68% | 42.13% | 41.56% | 40.26% | 38.12% | 38% | 43.86% | 43.47% | 42.64% | 42.85%
| Winter-High Outage RM | 45% | 45% | 45% | 47% | 49% | 51% | 51% | 51% | 51% | 51.5% | 51.5% | 51.5% | 52% | 52% | 52% | 52.5% | 52.5% | 52.5% | 53% | 53%
| Additional Requirement | 250.5 | 237.02 | 226.33 | 249.2 | 269.1 | 288 | 252.7 | 253.68 | 254.52 | 264.045 | 264.915 | 265.785 | 257.6 | 258.02 | 258.3 | 267.525 | 268.25 | 268.25 | 259.84 | 260.68

## capbalancewinter
Utility Modeled | MOW
Capacity Balance Winter MOW MEEIA
Line Item | 2024 | 2025 | 2026 | 2027 | 2028 | 2029 | 2030 | 2031 | 2032 | 2033 | 2034 | 2035 | 2036 | 2037 | 2038 | 2039 | 2040 | 2041 | 2042 | 2043
Total Capacity Need | 2171 | 2217.83 | 2298.12 | 2367.4 | 2403.96 | 2430 | 2472.85 | 2482.44 | 2490.66 | 2494.77 | 2502.99 | 2511.21 | 2539.2 | 2543.34 | 2546.1 | 2546.1 | 2553 | 2553 | 2579.84 | 2588.18
Other existing net PBA | 1578.92 | 1568.92 | 1551.08 | 1436.3553 | 1432.4699 | 1227.7433 | 1230.6941 | 1111.9149 | 1111.9149 | 1111.9149 | 1111.9149 | 1111.9149 | 1111.9149 | 1111.9149 | 1111.9149 | 1111.9149 | 1111.9149 | 1111.9149 | 1111.9149 | 1111.9149
Coal | 462.832 | 462.832 | 462.832 | 462.832 | 462.832 | 462.832 | 462.832 | 346.544 | 346.544 | 346.544 | 346.544 | 346.544 | 346.544 | 346.544 | 346.544 | 346.544 | 161.478 | 161.478 | 161.478 | 161.478
Existing DSM and TOU | 91 | 2.6268 | 4.6412 | 6.9829 | 9.3419 | 9.3587 | 9.4048 | 9.4242 | 9.4419 | 9.4538 | 9.4722 | 9.4864 | 9.5061 | 9.5115 | 9.5317 | 9.5524 | 9.5587 | 9.5688 | 9.5348 | 9.5475
Renewable PPA | 115.05 | 115.05 | 151.69 | 151.69 | 151.69 | 151.69 | 141.68 | 141.68 | 141.68 | 126.46 | 126.46 | 126.46 | 106.6 | 88.51 | 54.8 | 54.8 | 34.49 | 34.49 | 34.49 | 34.49
Net Need | -76.802 | 68.4012 | 127.8768 | 309.5398 | 347.6262 | 578.376 | 628.2391 | 872.8769 | 881.0791 | 900.3972 | 908.5989 | 916.8046 | 964.6349 | 986.8596 | 1023.3094 | 1023.2887 | 1235.5584 | 1235.5482 | 1262.4223 | 1270.7496
New Additions
New DSM Potential | 0 | 0 | 58.4511 | 118.2648 | 146.6985 | 160.1489 | 46.0578 | 45.5193 | 43.0511 | 40.3915 | 37.6099 | 34.6118 | 34.296 | 33.6989 | 31.9402 | 29.7875 | 27.5608 | 21.4785 | 15.7853 | 9.8883
Coal_to_NG | 0 | 0 | 0 | 0 | 0 | 0 | 0 | 0 | 0 | 0 | 0 | 0 | 0 | 0 | 0 | 0 | 0 | 0 | 0 | 0
Build Wind | 0 | 0 | 0 | 0 | 0 | 0 | 0 | 0 | 21.3 | 42 | 62.55 | 82.8 | 102.75 | 102 | 101.25 | 100.5 | 99.75 | 99 | 98.25 | 117
Build Solar | 0 | 0 | 0 | 0 | 17.25 | 16.05 | 14.85 | 13.65 | 12.45 | 11.25 | 10.875 | 10.5 | 10.125 | 9.75 | 9.375 | 9 | 8.625 | 8.25 | 7.875 | 7.5
Build CT | 0 | 0 | 0 | 0 | 0 | 0 | 415 | 415 | 415 | 415 | 415 | 415 | 415 | 415 | 415 | 415 | 415 | 415 | 415 | 415
Build CC | 0 | 0 | 0 | 76.3 | 76.3 | 76.3 | 76.3 | 431.3 | 468 | 468 | 468 | 468 | 468 | 468 | 468 | 468 | 793 | 793 | 793 | 793
Build Battery | 0 | 0 | 0 | 0 | 0 | 0 | 0 | 0 | 0 | 0 | 0 | 0 | 0 | 0 | 0 | 0 | 0 | 0 | 0 | 0
New Nuclear | 0 | 0 | 0 | 0 | 0 | 0 | 0 | 0 | 0 | 0 | 0 | 0 | 0 | 0 | 0 | 0 | 0 | 0 | 0 | 0
Build Capacity | 0 | 68 | 38 | 112 | 108 | 332 | 76 | 0 | 0 | 0 | 0 | 0 | 0 | 0 | 0 | 1 | 0 | 0 | 0 | 0
Net Additions | 0 | 68 | 96.4511 | 306.5648 | 348.2485 | 584.4989 | 628.2078 | 905.4693 | 959.8011 | 976.6415 | 994.0349 | 1010.9118 | 1030.171 | 1028.4489 | 1025.5652 | 1023.2875 | 1343.9358 | 1336.7285 | 1329.9103 | 1342.3883
Capacity Balance | -76.802 | 0.40124 | 31.4257 | 2.975 | -0.62229 | -6.1229 | 0.031263 | -32.5923 | -78.7219 | -76.2442 | -85.436 | -94.1072 | -65.5361 | -41.5893 | -2.2559 | 0.0011657 | -108.3775 | -101.1802 | -67.488 | -71.6387

## GenLoadbalance
Hours | 8784 | 8760 | 8760 | 8760 | 8784 | 8760 | 8760 | 8760 | 8784 | 8760 | 8760 | 8760 | 8784 | 8760 | 8760 | 8760 | 8784 | 8760 | 8760 | 8760
Category | 2024 | 2025 | 2026 | 2027 | 2028 | 2029 | 2030 | 2031 | 2032 | 2033 | 2034 | 2035 | 2036 | 2037 | 2038 | 2039 | 2040 | 2041 | 2042 | 2043
Build Wind | 0 | 0 | 0 | 0 | 0 | 0 | 0 | 72.8992 | 145.0884 | 216.8218 | 289.3401 | 362.1019 | 364.4408 | 364.8271 | 363.1534 | 361.3697 | 361.5282 | 363.7209 | 435.0366 | 435.595
Build Solar | 0 | 0 | 0 | 38.3725 | 38.1581 | 37.9897 | 37.7997 | 37.6107 | 37.4007 | 37.2356 | 37.0494 | 36.8641 | 36.6582 | 36.4964 | 36.3139 | 36.1324 | 35.9306 | 35.772 | 35.5931 | 35.4151
Build CT | 0 | 0 | 0 | 0 | 0 | 8.1897 | 9.6112 | 47.3213 | 33.8918 | 33.6651 | 23.9915 | 17.6227 | 24.8988 | 32.541 | 42.2362 | 11.1425 | 29.5088 | 29.7277 | 22.9876 | 24.7123
Build CC | 22.2411 | 18.2866 | 21.6237 | 18.2866 | 20.7529 | 28.2981 | 109.8005 | 223.2503 | 187.7435 | 176.6746 | 143.7819 | 119.3714 | 146.0791 | 172.3773 | 252.5091 | 356.0807 | 425.3432 | 474.0497 | 425.3951 | 428.9046
Build Capacity | 0 | 0 | 0 | 0 | 0 | 0 | 0 | 0 | 0 | 0 | 0 | 0 | 0 | 0 | 0 | 0 | 0 | 0 | 0 | 0
Build Battery-Wind | 0 | 0 | 0 | 0 | 0 | 0 | 0 | 0 | 0 | 0 | 0 | 0 | 0 | 0 | 0 | 0 | 0 | 0 | 0 | 0
Build Battery-Gen | 0 | 0 | 0 | 0 | 0 | 0 | 0 | 0 | 0 | 0 | 0 | 0 | 0 | 0 | 0 | 0 | 0 | 0 | 0 | 0
New Nuclear | 0 | 0 | 0 | 0 | 0 | 0 | 0 | 0 | 0 | 0 | 0 | 0 | 0 | 0 | 0 | 0 | 0 | 0 | 0 | 0
Coal_to_NG | 0 | 0 | 0 | 0 | 0 | 0 | 0 | 0 | 0 | 0 | 0 | 0 | 0 | 0 | 0 | 0 | 0 | 0 | 0 | 0
Sell Capacity | 0 | 0 | 0 | 0 | 0 | 0 | 0 | 0 | 0 | 0 | 0 | 0 | 0 | 0 | 0 | 0 | 0 | 0 | 0 | 0
Coal | 142.5656 | 149.2859 | 157.9506 | 147.6668 | 155.5757 | 185.7693 | 277.5563 | 259.9452 | 244.406 | 241.0785 | 222.8039 | 203.7352 | 221.9149 | 234.7696 | 192.1859 | 144.0265 | 80.2299 | 36.1558 | 26.4783 | 27.6082
DSM Existing | 0.25899 | 0 | 0 | 0 | 0 | 0 | 0 | 0 | 0 | 0 | 0 | 0 | 0 | 0 | 0 | 0 | 0 | 0 | 0 | 0
DSM Potential | 0 | 6.1188 | 12.8087 | 19.4687 | 26.3151 | 25.7377 | 25.5374 | 24.8587 | 24.0452 | 23.1131 | 22.1769 | 21.7224 | 20.8028 | 19.2975 | 17.4845 | 15.6411 | 11.6622 | 8.1352 | 4.5376 | 0.83492
Gas | 10.587 | 2.0484 | 3.0821 | 0 | 0 | 0 | 0 | 1.9751 | 2.8993 | 0 | 0 | 0 | 0 | 0 | 0.13136 | 0 | 0 | 0 | 0 | 0
Hydro PPA | 0 | 0 | 0 | 0 | 0 | 0 | 0 | 0 | 0 | 0 | 0 | 0 | 0 | 0 | 0 | 0 | 0 | 0 | 0 | 0
LandfillGas | 0.5 | 0.5 | 0.5 | 0.5 | 0.5 | 0.5 | 0.5 | 0.5 | 0.5 | 0.5 | 0.5 | 0.5 | 0.5 | 0.5 | 0.5 | 0.5 | 0.5 | 0.5 | 0.5 | 0.5
Nuclear | 0 | 0 | 0 | 0 | 0 | 0 | 0 | 0 | 0 | 0 | 0 | 0 | 0 | 0 | 0 | 0 | 0 | 0 | 0 | 0
Oil | 0 | 0 | 0 | 0 | 0 | 0 | 0 | 0 | 0 | 0 | 0 | 0 | 0 | 0 | 0 | 0 | 0 | 0 | 0 | 0
Solar | 1.4083 | 1.4093 | 1.4093 | 1.4093 | 1.4083 | 1.4093 | 1.4094 | 1.4094 | 1.4084 | 1.4094 | 1.4094 | 1.4094 | 1.4084 | 1.4094 | 1.4094 | 1.4094 | 1.4084 | 1.4094 | 1.4094 | 1.4094
Trans Upgrades | 0 | 0 | 0 | 0 | 0 | 0 | 0 | 0 | 0 | 0 | 0 | 0 | 0 | 0 | 0 | 0 | 0 | 0 | 0 | 0
Wind | 0 | 0 | 0 | 0 | 0 | 0 | 0 | 0 | 0 | 0 | 0 | 0 | 0 | 0 | 0 | 0 | 0 | 0 | 0 | 0
Wind PPA | 331.8381 | 331.8825 | 331.8825 | 331.8825 | 331.8381 | 331.8825 | 303.2371 | 303.2371 | 299.1827 | 253.5667 | 253.5667 | 248.5668 | 191.3798 | 147.3007 | 103.6445 | 88.7293 | 66.0065 | 65.9063 | 65.9063 | 65.9063
Capacity Only | 0 | 0 | 0 | 0 | 0 | 0 | 0 | 0 | 0 | 0 | 0 | 0 | 0 | 0 | 0 | 0 | 0 | 0 | 0 | 0
Load | 1054.4875 | 1099.023 | 1132.7762 | 1153.227 | 1158.3789 | 1165.603 | 1169.4339 | 1172.7532 | 1174.5652 | 1180.9545 | 1186.4185 | 1192.0843 | 1196.3385 | 1202.6035 | 1206.3546 | 1209.4972 | 1211.2773 | 1215.377 | 1217.844 | 1220.7149
Difference | -545.0885 | -589.4915 | -603.5192 | -595.6407 | -583.8307 | -545.8268 | -403.9822 | -199.7461 | -197.9993 | -196.8896 | -191.7988 | -180.1905 | -188.2558 | -193.0846 | -196.7864 | -194.4657 | -199.1595 | -200 | -200.0001 | -199.8292

## SampleOutput
Lookup | Lookup2 | Lookup3 | max | Retire Year | Parent Name | Collection | Child Name | Category | Property | Band | Units | 2024 | 2025 | 2026 | 2027 | 2028 | 2029 | 2030 | 2031 | 2032 | 2033 | 2034 | 2035 | 2036 | 2037 | 2038 | 2039 | 2040 | 2041 | 2042 | 2043
J IATAN1_Units | Coal_Units | J Coal_Units | 1 | 0 | System | Generator | J IATAN1 | Coal | Units | 1 | - | 1 | 1 | 1 | 1 | 1 | 1 | 1 | 1 | 1 | 1 | 1 | 1 | 1 | 1 | 1 | 1 | 0 | 0 | 0 | 0
J IATAN1_Generation | Coal_Generation | J Coal_Generation | 820.6381 | 0 | System | Generator | J IATAN1 | Coal | Generation | 1 | GWh | 337.5724 | 352.5201 | 385.5901 | 336.2607 | 362.5359 | 378.8823 | 622.9731 | 820.6381 | 752.8388 | 733.7407 | 663.528 | 603.4579 | 671.2585 | 716.5591 | 506.8534 | 265.7867 | 0 | 0 | 0 | 0
J IATAN1_Capacity Factor | Coal_Capacity Factor | J Coal_Capacity Factor | 72.9937 | 0 | System | Generator | J IATAN1 | Coal | Capacity Factor | 1 | % | 29.9442 | 31.3558 | 34.2973 | 29.9096 | 32.1586 | 33.7006 | 55.4119 | 72.9937 | 66.7802 | 65.2644 | 59.0192 | 53.6761 | 59.5436 | 63.7362 | 45.0834 | 23.6411 | 0 | 0 | 0 | 0
J IATAN1_FO&M Cost | Coal_FO&M Cost | J Coal_FO&M Cost | 14438.5566 | 0 | System | Generator | J IATAN1 | Coal | FO&M Cost | 1 | 0 | 3621.3022 | 5028.3965 | 4612.2158 | 4757.8164 | 6367.5713 | 6458.6729 | 7144.2363 | 8837.0439 | 8927.0596 | 9589.458 | 11267.7266 | 11299.3057 | 12025.5312 | 13737.9531 | 13737.207 | 14438.5566 | 0 | 0 | 0 | 0
J IATAN1_Generation Cost | Coal_Generation Cost | J Coal_Generation Cost | 19926.1367 | 0 | System | Generator | J IATAN1 | Coal | Generation Cost | 1 | 0 | 6941.0098 | 7398.5244 | 8260.3164 | 7330.2178 | 8120.8872 | 8713.1602 | 14591.1602 | 19753.4727 | 18407.6797 | 18540.4062 | 17083.207 | 15957.9727 | 18172.1465 | 19926.1367 | 14425.1826 | 7718.1587 | 0 | 0 | 0 | 0
J IATAN1_Fixed Costs | Coal_Fixed Costs | J Coal_Fixed Costs | 14438.5566 | 0 | System | Generator | J IATAN1 | Coal | Fixed Costs | 1 | 0 | 3621.3022 | 5028.3965 | 4612.2158 | 4757.8164 | 6367.5713 | 6458.6729 | 7144.2363 | 8837.0439 | 8927.0596 | 9589.458 | 11267.7266 | 11299.3057 | 12025.5312 | 13737.9531 | 13737.207 | 14438.5566 | 0 | 0 | 0 | 0
J IATAN1_Pool Revenue | Coal_Pool Revenue | J Coal_Pool Revenue | 20276.0938 | 0 | System | Generator | J IATAN1 | Coal | Pool Revenue | 1 | 0 | 9000.4199 | 9618.9678 | 10727.1182 | 8974.373 | 9979.0439 | 10652.9473 | 14839.6543 | 18009.9375 | 17812.2012 | 18085.2637 | 17510.0938 | 16934.0566 | 18919.5996 | 20276.0938 | 15958.6729 | 9198.7061 | 0 | 0 | 0 | 0
J IATAN1_Max Capacity | Coal_Max Capacity | J Coal_Max Capacity | 128.34 | 0 | System | Generator | J IATAN1 | Coal | Max Capacity | 1 | MW | 128.34 | 128.34 | 128.34 | 128.34 | 128.34 | 128.34 | 128.34 | 128.34 | 128.34 | 128.34 | 128.34 | 128.34 | 128.34 | 128.34 | 128.34 | 128.34 | 128.34 | 128.34 | 128.34 | 128.34
J IATAN1_Installed Capacity | Coal_Installed Capacity | J Coal_Installed Capacity | 128.34 | 0 | System | Generator | J IATAN1 | Coal | Installed Capacity | 1 | MW | 128.34 | 128.34 | 128.34 | 128.34 | 128.34 | 128.34 | 128.34 | 128.34 | 128.34 | 128.34 | 128.34 | 128.34 | 128.34 | 128.34 | 128.34 | 128.34 | 0 | 0 | 0 | 0
J IATAN1_Firm Capacity | Coal_Firm Capacity | J Coal_Firm Capacity | 126.45 | 0 | System | Generator | J IATAN1 | Coal | Firm Capacity | 1 | MW | 126.45 | 126.45 | 126.45 | 126.45 | 126.45 | 126.45 | 126.45 | 126.45 | 126.45 | 126.45 | 126.45 | 126.45 | 126.45 | 126.45 | 126.45 | 126.45 | 0 | 0 | 0 | 0
J IATAN1_Forced Outage Rate | Coal_Forced Outage Rate | J Coal_Forced Outage Rate | 13.991 | 0 | System | Generator | J IATAN1 | Coal | Forced Outage Rate | 1 | % | 13.991 | 13.991 | 13.991 | 13.991 | 13.991 | 13.991 | 13.991 | 13.991 | 13.991 | 13.991 | 13.991 | 13.991 | 13.991 | 13.991 | 13.991 | 13.991 | 0 | 0 | 0 | 0
J IATAN1_Outage Rate | Coal_Outage Rate | J Coal_Outage Rate | 21.8622 | 0 | System | Generator | J IATAN1 | Coal | Outage Rate | 1 | % | 21.8407 | 21.8622 | 21.8622 | 21.8622 | 21.8407 | 21.8622 | 21.8622 | 21.8622 | 21.8407 | 21.8622 | 21.8622 | 21.8622 | 21.8407 | 21.8622 | 21.8622 | 21.8622 | 0 | 0 | 0 | 0
J IATAN1_Units Built | Coal_Units Built | J Coal_Units Built | 0 | 0 | System | Generator | J IATAN1 | Coal | Units Built | 1 | - | 0 | 0 | 0 | 0 | 0 | 0 | 0 | 0 | 0 | 0 | 0 | 0 | 0 | 0 | 0 | 0 | 0 | 0 | 0 | 0
J IATAN1_Units Retired | Coal_Units Retired | J Coal_Units Retired | 1 | 2039 | System | Generator | J IATAN1 | Coal | Units Retired | 1 | - | 0 | 0 | 0 | 0 | 0 | 0 | 0 | 0 | 0 | 0 | 0 | 0 | 0 | 0 | 0 | 0 | 1 | 0 | 0 | 0
J IATAN1_Capacity Built | Coal_Capacity Built | J Coal_Capacity Built | 0 | 0 | System | Generator | J IATAN1 | Coal | Capacity Built | 1 | MW | 0 | 0 | 0 | 0 | 0 | 0 | 0 | 0 | 0 | 0 | 0 | 0 | 0 | 0 | 0 | 0 | 0 | 0 | 0 | 0
J IATAN2_Units | Coal_Units | J Coal_Units | 1 | 0 | System | Generator | J IATAN2 | Coal | Units | 1 | - | bar: 2024 to 2043
J IATAN2_Generation | Coal_Generation | J Coal_Generation | 1097.3127 | 0 | System | Generator | J IATAN2 | Coal | Generation | 1 | GWh | 515.039 | 529.7753 | 529.1349 | 527.0355 | 545.8135 | 719.1672 | 1000.1652 | 1097.3127 | 1062.8875 | 1055.4843 | 989.6345 | 911.0706 | 986.1749 | 1025.2913 | 1012.2394 | 914.2701 | 704.7391 | 316.7247 | 231.9502 | 241.8481
J IATAN2_Capacity Factor | Coal_Capacity Factor | J Coal_Capacity Factor | 77.3235 | 0 | System | Generator | J IATAN2 | Coal | Capacity Factor | 1 | % | 36.1937 | 37.3313 | 37.2861 | 37.1382 | 38.3563 | 50.677 | 70.4778 | 77.3235 | 74.693 | 74.376 | 69.7358 | 64.1997 | 69.3021 | 72.2484 | 71.3287 | 64.4251 | 49.5246 | 22.3184 | 16.3447 | 17.0421
J IATAN2_FO&M Cost | Coal_FO&M Cost | J Coal_FO&M Cost | 143056.7031 | 0 | System | Generator | J IATAN2 | Coal | FO&M Cost | 1 | 0 | 3167.5469 | 3539.5693 | 4126.1494 | 5403.7939 | 4938.9351 | 5751.856 | 7491.897 | 7719.292 | 8573.9336 | 10354.0732 | 10541.7236 | 11394.6094 | 13300.6631 | 13417.624 | 14259.8008 | 16199.3057 | 17485.873 | 17178.168 | 18163.3398 | 143056.7031
J IATAN2_Generation Cost | Coal_Generation Cost | J Coal_Generation Cost | 26116.3262 | 0 | System | Generator | J IATAN2 | Coal | Generation Cost | 1 | 0 | 9587.1064 | 10055.8184 | 10240.2715 | 10385.7246 | 11056.0146 | 14960.2842 | 21194.082 | 23876.9863 | 23513.8125 | 24128.3027 | 23063.4453 | 21801.8613 | 24162.1504 | 25795.1191 | 26116.3262 | 24169.4355 | 19143.0332 | 11712.6758 | 7734.9521 | 10492.9092
J IATAN2_Fixed Costs | Coal_Fixed Costs | J Coal_Fixed Costs | 143056.7031 | 0 | System | Generator | J IATAN2 | Coal | Fixed Costs | 1 | 0 | 3167.5469 | 3539.5693 | 4126.1494 | 5403.7939 | 4938.9351 | 5751.856 | 7491.897 | 7719.292 | 8573.9336 | 10354.0732 | 10541.7236 | 11394.6094 | 13300.6631 | 13417.624 | 14259.8008 | 16199.3057 | 17485.873 | 17178.168 | 18163.3398 | 143056.7031
J IATAN2_Pool Revenue | Coal_Pool Revenue | J Coal_Pool Revenue | 28429.9746 | 0 | System | Generator | J IATAN2 | Coal | Pool Revenue | 1 | 0 | 13161.0967 | 13913.3799 | 14458.8242 | 13522.0508 | 14519.8555 | 17843.9414 | 22314.5664 | 23652.3496 | 24289.8496 | 25051.1172 | 24895.0176 | 24425.8672 | 26527.9512 | 27886.3457 | 28429.9746 | 27872.291 | 23138.3398 | 13163.4883 | 10510.3848 | 11183.7402
J IATAN2_Max Capacity | Coal_Max Capacity | J Coal_Max Capacity | 162 | 0 | System | Generator | J IATAN2 | Coal | Max Capacity | 1 | MW | 162 | 162 | 162 | 162 | 162 | 162 | 162 | 162 | 162 | 162 | 162 | 162 | 162 | 162 | 162 | 162 | 162 | 162 | 162 | 162
J IATAN2_Installed Capacity | Coal_Installed Capacity | J Coal_Installed Capacity | 162 | 0 | System | Generator | J IATAN2 | Coal | Installed Capacity | 1 | MW | 162 | 162 | 162 | 162 | 162 | 162 | 162 | 162 | 162 | 162 | 162 | 162 | 162 | 162 | 162 | 162 | 162 | 162 | 162 | 162
J IATAN2_Firm Capacity | Coal_Firm Capacity | J Coal_Firm Capacity | 161.478 | 0 | System | Generator | J IATAN2 | Coal | Firm Capacity | 1 | MW | 161.478 | 161.478 | 161.478 | 161.478 | 161.478 | 161.478 | 161.478 | 161.478 | 161.478 | 161.478 | 161.478 | 161.478 | 161.478 | 161.478 | 161.478 | 161.478 | 161.478 | 161.478 | 161.478 | 161.478
J IATAN2_Forced Outage Rate | Coal_Forced Outage Rate | J Coal_Forced Outage Rate | 10.8982 | 0 | System | Generator | J IATAN2 | Coal | Forced Outage Rate | 1 | % | 10.8982 | 10.8982 | 10.8982 | 10.8982 | 10.8982 | 10.8982 | 10.8982 | 10.8982 | 10.8982 | 10.8982 | 10.8982 | 10.8982 | 10.8982 | 10.8982 | 10.8982 | 10.8982 | 10.8982 | 10.8982 | 10.8982 | 10.8982
J IATAN2_Outage Rate | Coal_Outage Rate | J Coal_Outage Rate | 21.7106 | 0 | System | Generator | J IATAN2 | Coal | Outage Rate | 1 | % | 21.681 | 21.7106 | 21.7106 | 21.7106 | 21.681 | 21.7106 | 21.7106 | 21.7106 | 21.681 | 21.7106 | 21.7106 | 21.7106 | 21.681 | 21.7106 | 21.7106 | 21.7106 | 21.681 | 21.7106 | 21.7106 | 21.7106
J IATAN2_Units Built | Coal_Units Built | J Coal_Units Built | 0 | 0 | System | Generator | J IATAN2 | Coal | Units Built | 1 | - | 0 | 0 | 0 | 0 | 0 | 0 | 0 | 0 | 0 | 0 | 0 | 0 | 0 | 0 | 0 | 0 | 0 | 0 | 0 | 0
J IATAN2_Units Retired | Coal_Units Retired | J Coal_Units Retired | 0 | 0 | System | Generator | J IATAN2 | Coal | Units Retired | 1 | - | 0 | 0 | 0 | 0 | 0 | 0 | 0 | 0 | 0 | 0 | 0 | 0 | 0 | 0 | 0 | 0 | 0 | 0 | 0 | 0
J IATAN2_Capacity Built | Coal_Capacity Built | J Coal_Capacity Built | 0 | 0 | System | Generator | J IATAN2 | Coal | Capacity Built | 1 | MW | 0 | 0 | 0 | 0 | 0 | 0 | 0 | 0 | 0 | 0 | 0 | 0 | 0 | 0 | 0 | 0 | 0 | 0 | 0 | 0
J JEC1_Units | Coal_Units | J Coal_Units | 1 | 0 | System | Generator | J JEC1 | Coal | Units | 1 | - | 1 | 1 | 1 | 1 | 1 | 1 | 1 | 1 | 1 | 1 | 1 | 1 | 1 | 1 | 1 | 1 | 0 | 0 | 0 | 0
J JEC1_Generation | Coal_Generation | J Coal_Generation | 359.1695 | 0 | System | Generator | J JEC1 | Coal | Generation | 1 | GWh | 133.9976 | 143.5886 | 158.2747 | 148.0937 | 153.0956 | 171.4537 | 277.2812 | 359.1695 | 331.136 | 322.6227 | 298.5997 | 270.1916 | 291.867 | 314.7317 | 164.4554 | 81.6149 | 0 | 0 | 0 | 0
J JEC1_Capacity Factor | Coal_Capacity Factor | J Coal_Capacity Factor | 69.92 | 0 | System | Generator | J JEC1 | Coal | Capacity Factor | 1 | % | 26.0142 | 27.9526 | 30.8115 | 28.8296 | 29.7219 | 33.3771 | 53.9787 | 69.92 | 64.2866 | 62.8054 | 58.1288 | 52.5985 | 56.6629 | 61.2692 | 32.0147 | 15.8881 | 0 | 0 | 0 | 0
J JEC1_FO&M Cost | Coal_FO&M Cost | J Coal_FO&M Cost | 5741.5586 | 0 | System | Generator | J JEC1 | Coal | FO&M Cost | 1 | 0 | 1438.3483 | 2279.3455 | 2130.2898 | 2645.2161 | 2807.4141 | 3130.4802 | 3721.0378 | 3679.6384 | 3832.9421 | 4013.929 | 4360.4556 | 4504.3213 | 4718.1426 | 4956.666 | 5106.2378 | 5741.5586 | 0 | 0 | 0 | 0
J JEC1_Generation Cost | Coal_Generation Cost | J Coal_Generation Cost | 7947.5181 | 0 | System | Generator | J JEC1 | Coal | Generation Cost | 1 | 0 | 2647.9663 | 2897.4763 | 3210.5188 | 3014.7175 | 3163.6863 | 3630.9124 | 5971.4624 | 7947.5181 | 7389.9907 | 7441.3569 | 7013.7432 | 6486.4751 | 7167.0752 | 7939.3208 | 4225.127 | 2137.6277 | 0 | 0 | 0 | 0
J JEC1_Fixed Costs | Coal_Fixed Costs | J Coal_Fixed Costs | 5741.5586 | 0 | System | Generator | J JEC1 | Coal | Fixed Costs | 1 | 0 | 1438.3483 | 2279.3455 | 2130.2898 | 2645.2161 | 2807.4141 | 3130.4802 | 3721.0378 | 3679.6384 | 3832.9421 | 4013.929 | 4360.4556 | 4504.3213 | 4718.1426 | 4956.666 | 5106.2378 | 5741.5586 | 0 | 0 | 0 | 0
J JEC1_Pool Revenue | Coal_Pool Revenue | J Coal_Pool Revenue | 8092.2744 | 0 | System | Generator | J JEC1 | Coal | Pool Revenue | 1 | 0 | 3265.0388 | 3697.2368 | 4298.9419 | 3652.9937 | 3946.083 | 4424.3633 | 6250.4097 | 7439.7461 | 7431.3716 | 7479.9795 | 7281.4707 | 6999.584 | 7547.3994 | 8092.2744 | 4897.0581 | 3117.2854 | 0 | 0 | 0 | 0
J JEC1_Max Capacity | Coal_Max Capacity | J Coal_Max Capacity | 58.64 | 0 | System | Generator | J JEC1 | Coal | Max Capacity | 1 | MW | 58.64 | 58.64 | 58.64 | 58.64 | 58.64 | 58.64 | 58.64 | 58.64 | 58.64 | 58.64 | 58.64 | 58.64 | 58.64 | 58.64 | 58.64 | 58.64 | 58.64 | 58.64 | 58.64 | 58.64
J JEC1_Installed Capacity | Coal_Installed Capacity | J Coal_Installed Capacity | 58.64 | 0 | System | Generator | J JEC1 | Coal | Installed Capacity | 1 | MW | 58.64 | 58.64 | 58.64 | 58.64 | 58.64 | 58.64 | 58.64 | 58.64 | 58.64 | 58.64 | 58.64 | 58.64 | 58.64 | 58.64 | 58.64 | 58.64 | 0 | 0 | 0 | 0
J JEC1_Firm Capacity | Coal_Firm Capacity | J Coal_Firm Capacity | 58.616 | 0 | System | Generator | J JEC1 | Coal | Firm Capacity | 1 | MW | 58.616 | 58.616 | 58.616 | 58.616 | 58.616 | 58.616 | 58.616 | 58.616 | 58.616 | 58.616 | 58.616 | 58.616 | 58.616 | 58.616 | 58.616 | 58.616 | 0 | 0 | 0 | 0
J JEC1_Forced Outage Rate | Coal_Forced Outage Rate | J Coal_Forced Outage Rate | 9.6174 | 0 | System | Generator | J JEC1 | Coal | Forced Outage Rate | 1 | % | 9.6174 | 9.6174 | 9.6174 | 9.6174 | 9.6174 | 9.6174 | 9.6174 | 9.6174 | 9.6174 | 9.6174 | 9.6174 | 9.6174 | 9.6174 | 9.6174 | 9.6174 | 9.6174 | 0 | 0 | 0 | 0
J JEC1_Outage Rate | Coal_Outage Rate | J Coal_Outage Rate | 24.6811 | 0 | System | Generator | J JEC1 | Coal | Outage Rate | 1 | % | 24.64 | 24.6811 | 24.6811 | 24.6811 | 24.64 | 24.6811 | 24.6811 | 24.6811 | 24.64 | 24.6811 | 24.6811 | 24.6811 | 24.64 | 24.6811 | 24.6811 | 24.6811 | 0 | 0 | 0 | 0
J JEC1_Units Built | Coal_Units Built | J Coal_Units Built | 0 | 0 | System | Generator | J JEC1 | Coal | Units Built | 1 | - | 0 | 0 | 0 | 0 | 0 | 0 | 0 | 0 | 0 | 0 | 0 | 0 | 0 | 0 | 0 | 0 | 0 | 0 | 0 | 0
J JEC1_Units Retired | Coal_Units Retired | J Coal_Units Retired | 1 | 2039 | System | Generator | J JEC1 | Coal | Units Retired | 1 | - | 0 | 0 | 0 | 0 | 0 | 0 | 0 | 0 | 0 | 0 | 0 | 0 | 0 | 0 | 0 | 0 | 1 | 0 | 0 | 0
J JEC1_Capacity Built | Coal_Capacity Built | J Coal_Capacity Built | 0 | 0 | System | Generator | J JEC1 | Coal | Capacity Built | 1 | MW | 0 | 0 | 0 | 0 | 0 | 0 | 0 | 0 | 0 | 0 | 0 | 0 | 0 | 0 | 0 | 0 | 0 | 0 | 0 | 0
J JEC2_Units | Coal_Units | J Coal_Units | 1 | 0 | System | Generator | J JEC2 | Coal | Units | 1 | - | 1 | 1 | 1 | 1 | 1 | 1 | 1 | 0 | 0 | 0 | 0 | 0 | 0 | 0 | 0 | 0 | 0 | 0 | 0 | 0
J JEC2_Generation | Coal_Generation | J Coal_Generation | 250.6215 | 0 | System | Generator | J JEC2 | Coal | Generation | 1 | GWh | 133.3776 | 142.8479 | 157.3417 | 133.9477 | 144.9736 | 173.7867 | 250.6215 | 0 | 0 | 0 | 0 | 0 | 0 | 0 | 0 | 0 | 0 | 0 | 0 | 0
J JEC2_Capacity Factor | Coal_Capacity Factor | J Coal_Capacity Factor | 48.7888 | 0 | System | Generator | J JEC2 | Coal | Capacity Factor | 1 | % | 25.8938 | 27.8084 | 30.6299 | 26.0758 | 28.1451 | 33.8313 | 48.7888 | 0 | 0 | 0 | 0 | 0 | 0 | 0 | 0 | 0 | 0 | 0 | 0 | 0
J JEC2_FO&M Cost | Coal_FO&M Cost | J Coal_FO&M Cost | 4370.8726 | 0 | System | Generator | J JEC2 | Coal | FO&M Cost | 1 | 0 | 2254.0403 | 2050.6233 | 2207.228 | 2513.043 | 2534.9822 | 3143.4033 | 4370.8726 | 0 | 0 | 0 | 0 | 0 | 0 | 0 | 0 | 0 | 0 | 0 | 0 | 0
J JEC2_Generation Cost | Coal_Generation Cost | J Coal_Generation Cost | 5417.228 | 0 | System | Generator | J JEC2 | Coal | Generation Cost | 1 | 0 | 2647.4636 | 2896.6548 | 3208.405 | 2732.9219 | 3006.2422 | 3672.4758 | 5417.228 | 0 | 0 | 0 | 0 | 0 | 0 | 0 | 0 | 0 | 0 | 0 | 0 | 0
J JEC2_Fixed Costs | Coal_Fixed Costs | J Coal_Fixed Costs | 4370.8726 | 0 | System | Generator | J JEC2 | Coal | Fixed Costs | 1 | 0 | 2254.0403 | 2050.6233 | 2207.228 | 2513.043 | 2534.9822 | 3143.4033 | 4370.8726 | 0 | 0 | 0 | 0 | 0 | 0 | 0 | 0 | 0 | 0 | 0 | 0 | 0
J JEC2_Pool Revenue | Coal_Pool Revenue | J Coal_Pool Revenue | 5938.8867 | 0 | System | Generator | J JEC2 | Coal | Pool Revenue | 1 | 0 | 3252.2993 | 3681.0681 | 4277.2212 | 3359.4441 | 3791.9631 | 4456.4775 | 5938.8867 | 0 | 0 | 0 | 0 | 0 | 0 | 0 | 0 | 0 | 0 | 0 | 0 | 0
J JEC2_Max Capacity | Coal_Max Capacity | J Coal_Max Capacity | 58.64 | 0 | System | Generator | J JEC2 | Coal | Max Capacity | 1 | MW | 58.64 | 58.64 | 58.64 | 58.64 | 58.64 | 58.64 | 58.64 | 58.64 | 58.64 | 58.64 | 58.64 | 58.64 | 58.64 | 58.64 | 58.64 | 58.64 | 58.64 | 58.64 | 58.64 | 58.64
J JEC2_Installed Capacity | Coal_Installed Capacity | J Coal_Installed Capacity | 58.64 | 0 | System | Generator | J JEC2 | Coal | Installed Capacity | 1 | MW | 58.64 | 58.64 | 58.64 | 58.64 | 58.64 | 58.64 | 58.64 | 0 | 0 | 0 | 0 | 0 | 0 | 0 | 0 | 0 | 0 | 0 | 0 | 0
J JEC2_Firm Capacity | Coal_Firm Capacity | J Coal_Firm Capacity | 57.744 | 0 | System | Generator | J JEC2 | Coal | Firm Capacity | 1 | MW | 57.744 | 57.744 | 57.744 | 57.744 | 57.744 | 57.744 | 57.744 | 0 | 0 | 0 | 0 | 0 | 0 | 0 | 0 | 0 | 0 | 0 | 0 | 0
J JEC2_Forced Outage Rate | Coal_Forced Outage Rate | J Coal_Forced Outage Rate | 9.2572 | 0 | System | Generator | J JEC2 | Coal | Forced Outage Rate | 1 | % | 9.2572 | 9.2572 | 9.2572 | 9.2572 | 9.2572 | 9.2572 | 9.2572 | 0 | 0 | 0 | 0 | 0 | 0 | 0 | 0 | 0 | 0 | 0 | 0 | 0
J JEC2_Outage Rate | Coal_Outage Rate | J Coal_Outage Rate | 25.2014 | 0 | System | Generator | J JEC2 | Coal | Outage Rate | 1 | % | 25.1579 | 25.2014 | 25.2014 | 25.2014 | 25.1579 | 25.2014 | 25.2014 | 0 | 0 | 0 | 0 | 0 | 0 | 0 | 0 | 0 | 0 | 0 | 0 | 0
J JEC2_Units Built | Coal_Units Built | J Coal_Units Built | 0 | 0 | System | Generator | J JEC2 | Coal | Units Built | 1 | - | 0 | 0 | 0 | 0 | 0 | 0 | 0 | 0 | 0 | 0 | 0 | 0 | 0 | 0 | 0 | 0 | 0 | 0 | 0 | 0
J JEC2_Units Retired | Coal_Units Retired | J Coal_Units Retired | 1 | 2030 | System | Generator | J JEC2 | Coal | Units Retired | 1 | - | 0 | 0 | 0 | 0 | 0 | 0 | 0 | 1 | 0 | 0 | 0 | 0 | 0 | 0 | 0 | 0 | 0 | 0 | 0 | 0
J JEC2_Capacity Built | Coal_Capacity Built | J Coal_Capacity Built | 0 | 0 | System | Generator | J JEC2 | Coal | Capacity Built | 1 | MW | 0 | 0 | 0 | 0 | 0 | 0 | 0 | 0 | 0 | 0 | 0 | 0 | 0 | 0 | 0 | 0 | 0 | 0 | 0 | 0
J JEC3_Units | Coal_Units | J Coal_Units | 1 | 0 | System | Generator | J JEC3 | Coal | Units | 1 | - | 1 | 1 | 1 | 1 | 1 | 1 | 1 | 0 | 0 | 0 | 0 | 0 | 0 | 0 | 0 | 0 | 0 | 0 | 0 | 0
J JEC3_Generation | Coal_Generation | J Coal_Generation | 280.3526 | 0 | System | Generator | J JEC3 | Coal | Generation | 1 | GWh | 132.3096 | 139.0127 | 153.3059 | 148.2234 | 160.1582 | 184.049 | 280.3526 | 0 | 0 | 0 | 0 | 0 | 0 | 0 | 0 | 0 | 0 | 0 | 0 | 0
J JEC3_Capacity Factor | Coal_Capacity Factor | J Coal_Capacity Factor | 54.5766 | 0 | System | Generator | J JEC3 | Coal | Capacity Factor | 1 | % | 25.6865 | 27.0618 | 29.8443 | 28.8548 | 31.093 | 35.8291 | 54.5766 | 0 | 0 | 0 | 0 | 0 | 0 | 0 | 0 | 0 | 0 | 0 | 0 | 0
J JEC3_FO&M Cost | Coal_FO&M Cost | J Coal_FO&M Cost | 2532.5125 | 0 | System | Generator | J JEC3 | Coal | FO&M Cost | 1 | 0 | 1453.6885 | 1674.1288 | 2286.0596 | 2028.2064 | 2468.4097 | 2343.7529 | 2532.5125 | 0 | 0 | 0 | 0 | 0 | 0 | 0 | 0 | 0 | 0 | 0 | 0 | 0
J JEC3_Generation Cost | Coal_Generation Cost | J Coal_Generation Cost | 5965.458 | 0 | System | Generator | J JEC3 | Coal | Generation Cost | 1 | 0 | 2569.0654 | 2753.7273 | 3068.5027 | 2961.3362 | 3262.9897 | 3825.1038 | 5965.458 | 0 | 0 | 0 | 0 | 0 | 0 | 0 | 0 | 0 | 0 | 0 | 0 | 0
J JEC3_Fixed Costs | Coal_Fixed Costs | J Coal_Fixed Costs | 2532.5125 | 0 | System | Generator | J JEC3 | Coal | Fixed Costs | 1 | 0 | 1453.6885 | 1674.1288 | 2286.0596 | 2028.2064 | 2468.4097 | 2343.7529 | 2532.5125 | 0 | 0 | 0 | 0 | 0 | 0 | 0 | 0 | 0 | 0 | 0 | 0 | 0
J JEC3_Pool Revenue | Coal_Pool Revenue | J Coal_Pool Revenue | 6196.272 | 0 | System | Generator | J JEC3 | Coal | Pool Revenue | 1 | 0 | 3204.7161 | 3577.5435 | 4161.6504 | 3633.6982 | 4016.6963 | 4600.8301 | 6196.272 | 0 | 0 | 0 | 0 | 0 | 0 | 0 | 0 | 0 | 0 | 0 | 0 | 0
J JEC3_Max Capacity | Coal_Max Capacity | J Coal_Max Capacity | 58.64 | 0 | System | Generator | J JEC3 | Coal | Max Capacity | 1 | MW | 58.64 | 58.64 | 58.64 | 58.64 | 58.64 | 58.64 | 58.64 | 58.64 | 58.64 | 58.64 | 58.64 | 58.64 | 58.64 | 58.64 | 58.64 | 58.64 | 58.64 | 58.64 | 58.64 | 58.64
J JEC3_Installed Capacity | Coal_Installed Capacity | J Coal_Installed Capacity | 58.64 | 0 | System | Generator | J JEC3 | Coal | Installed Capacity | 1 | MW | 58.64 | 58.64 | 58.64 | 58.64 | 58.64 | 58.64 | 58.64 | 0 | 0 | 0 | 0 | 0 | 0 | 0 | 0 | 0 | 0 | 0 | 0 | 0
J JEC3_Firm Capacity | Coal_Firm Capacity | J Coal_Firm Capacity | 58.544 | 0 | System | Generator | J JEC3 | Coal | Firm Capacity | 1 | MW | 58.544 | 58.544 | 58.544 | 58.544 | 58.544 | 58.544 | 58.544 | 0 | 0 | 0 | 0 | 0 | 0 | 0 | 0 | 0 | 0 | 0 | 0 | 0
J JEC3_Forced Outage Rate | Coal_Forced Outage Rate | J Coal_Forced Outage Rate | 13.03 | 0 | System | Generator | J JEC3 | Coal | Forced Outage Rate | 1 | % | 13.03 | 13.03 | 13.03 | 13.03 | 13.03 | 13.03 | 13.03 | 0 | 0 | 0 | 0 | 0 | 0 | 0 | 0 | 0 | 0 | 0 | 0 | 0
J JEC3_Outage Rate | Coal_Outage Rate | J Coal_Outage Rate | 26.9965 | 0 | System | Generator | J JEC3 | Coal | Outage Rate | 1 | % | 26.9583 | 26.9965 | 26.9965 | 26.9965 | 26.9583 | 26.9965 | 26.9965 | 0 | 0 | 0 | 0 | 0 | 0 | 0 | 0 | 0 | 0 | 0 | 0 | 0
J JEC3_Units Built | Coal_Units Built | J Coal_Units Built | 0 | 0 | System | Generator | J JEC3 | Coal | Units Built | 1 | - | 0 | 0 | 0 | 0 | 0 | 0 | 0 | 0 | 0 | 0 | 0 | 0 | 0 | 0 | 0 | 0 | 0 | 0 | 0 | 0
J JEC3_Units Retired | Coal_Units Retired | J Coal_Units Retired | 1 | 2030 | System | Generator | J JEC3 | Coal | Units Retired | 1 | - | 0 | 0 | 0 | 0 | 0 | 0 | 0 | 1 | 0 | 0 | 0 | 0 | 0 | 0 | 0 | 0 | 0 | 0 | 0 | 0
J JEC3_Capacity Built | Coal_Capacity Built | J Coal_Capacity Built | 0 | 0 | System | Generator | J JEC3 | Coal | Capacity Built | 1 | MW | 0 | 0 | 0 | 0 | 0 | 0 | 0 | 0 | 0 | 0 | 0 | 0 | 0 | 0 | 0 | 0 | 0 | 0 | 0 | 0
G Greenwood1_Units | Gas_Units | G Gas_Units | 1 | 0 | System | Generator | G Greenwood1 | Gas | Units | 1 | - | bar: 2024 to 2043
G Greenwood1_Generation | Gas_Generation | G Gas_Generation | 0 | 0 | System | Generator | G Greenwood1 | Gas | Generation | 1 | GWh | 0 | 0 | 0 | 0 | 0 | 0 | 0 | 0 | 0 | 0 | 0 | 0 | 0 | 0 | 0 | 0 | 0 | 0 | 0 | 0
G Greenwood1_Capacity Factor | Gas_Capacity Factor | G Gas_Capacity Factor | 0 | 0 | System | Generator | G Greenwood1 | Gas | Capacity Factor | 1 | % | 0 | 0 | 0 | 0 | 0 | 0 | 0 | 0 | 0 | 0 | 0 | 0 | 0 | 0 | 0 | 0 | 0 | 0 | 0 | 0
G Greenwood1_FO&M Cost | Gas_FO&M Cost | G Gas_FO&M Cost | 0 | 0 | System | Generator | G Greenwood1 | Gas | FO&M Cost | 1 | 0 | 0 | 0 | 0 | 0 | 0 | 0 | 0 | 0 | 0 | 0 | 0 | 0 | 0 | 0 | 0 | 0 | 0 | 0 | 0 | 0
G Greenwood1_Generation Cost | Gas_Generation Cost | G Gas_Generation Cost | 0 | 0 | System | Generator | G Greenwood1 | Gas | Generation Cost | 1 | 0 | 0 | 0 | 0 | 0 | 0 | 0 | 0 | 0 | 0 | 0 | 0 | 0 | 0 | 0 | 0 | 0 | 0 | 0 | 0 | 0
G Greenwood1_Fixed Costs | Gas_Fixed Costs | G Gas_Fixed Costs | 0 | 0 | System | Generator | G Greenwood1 | Gas | Fixed Costs | 1 | 0 | 0 | 0 | 0 | 0 | 0 | 0 | 0 | 0 | 0 | 0 | 0 | 0 | 0 | 0 | 0 | 0 | 0 | 0 | 0 | 0
G Greenwood1_Pool Revenue | Gas_Pool Revenue | G Gas_Pool Revenue | 0 | 0 | System | Generator | G Greenwood1 | Gas | Pool Revenue | 1 | 0 | 0 | 0 | 0 | 0 | 0 | 0 | 0 | 0 | 0 | 0 | 0 | 0 | 0 | 0 | 0 | 0 | 0 | 0 | 0 | 0
G Greenwood1_Max Capacity | Gas_Max Capacity | G Gas_Max Capacity | 55 | 0 | System | Generator | G Greenwood1 | Gas | Max Capacity | 1 | MW | 55 | 55 | 55 | 55 | 55 | 55 | 55 | 55 | 55 | 55 | 55 | 55 | 55 | 55 | 55 | 55 | 55 | 55 | 55 | 55
G Greenwood1_Installed Capacity | Gas_Installed Capacity | G Gas_Installed Capacity | 55 | 0 | System | Generator | G Greenwood1 | Gas | Installed Capacity | 1 | MW | 55 | 55 | 55 | 55 | 55 | 55 | 55 | 55 | 55 | 55 | 55 | 55 | 55 | 55 | 55 | 55 | 55 | 55 | 55 | 55
G Greenwood1_Firm Capacity | Gas_Firm Capacity | G Gas_Firm Capacity | 62.7 | 0 | System | Generator | G Greenwood1 | Gas | Firm Capacity | 1 | MW | 62.7 | 62.7 | 62.7 | 62.7 | 62.7 | 62.7 | 62.7 | 62.7 | 62.7 | 62.7 | 62.7 | 62.7 | 62.7 | 62.7 | 62.7 | 62.7 | 62.7 | 62.7 | 62.7 | 62.7
G Greenwood1_Forced Outage Rate | Gas_Forced Outage Rate | G Gas_Forced Outage Rate | 4.2 | 0 | System | Generator | G Greenwood1 | Gas | Forced Outage Rate | 1 | % | 4.2 | 4.2 | 4.2 | 4.2 | 4.2 | 4.2 | 4.2 | 4.2 | 4.2 | 4.2 | 4.2 | 4.2 | 4.2 | 4.2 | 4.2 | 4.2 | 4.2 | 4.2 | 4.2 | 4.2
G Greenwood1_Outage Rate | Gas_Outage Rate | G Gas_Outage Rate | 4.2 | 0 | System | Generator | G Greenwood1 | Gas | Outage Rate | 1 | % | 4.2 | 4.2 | 4.2 | 4.2 | 4.2 | 4.2 | 4.2 | 4.2 | 4.2 | 4.2 | 4.2 | 4.2 | 4.2 | 4.2 | 4.2 | 4.2 | 4.2 | 4.2 | 4.2 | 4.2
G Greenwood1_Units Built | Gas_Units Built | G Gas_Units Built | 0 | 0 | System | Generator | G Greenwood1 | Gas | Units Built | 1 | - | 0 | 0 | 0 | 0 | 0 | 0 | 0 | 0 | 0 | 0 | 0 | 0 | 0 | 0 | 0 | 0 | 0 | 0 | 0 | 0
G Greenwood1_Units Retired | Gas_Units Retired | G Gas_Units Retired | 0 | 0 | System | Generator | G Greenwood1 | Gas | Units Retired | 1 | - | 0 | 0 | 0 | 0 | 0 | 0 | 0 | 0 | 0 | 0 | 0 | 0 | 0 | 0 | 0 | 0 | 0 | 0 | 0 | 0
G Greenwood1_Capacity Built | Gas_Capacity Built | G Gas_Capacity Built | 0 | 0 | System | Generator | G Greenwood1 | Gas | Capacity Built | 1 | MW | 0 | 0 | 0 | 0 | 0 | 0 | 0 | 0 | 0 | 0 | 0 | 0 | 0 | 0 | 0 | 0 | 0 | 0 | 0 | 0
G Greenwood2_Units | Gas_Units | G Gas_Units | 1 | 0 | System | Generator | G Greenwood2 | Gas | Units | 1 | - | bar: 2024 to 2043
G Greenwood2_Generation | Gas_Generation | G Gas_Generation | 0 | 0 | System | Generator | G Greenwood2 | Gas | Generation | 1 | GWh | 0 | 0 | 0 | 0 | 0 | 0 | 0 | 0 | 0 | 0 | 0 | 0 | 0 | 0 | 0 | 0 | 0 | 0 | 0 | 0
G Greenwood2_Capacity Factor | Gas_Capacity Factor | G Gas_Capacity Factor | 0 | 0 | System | Generator | G Greenwood2 | Gas | Capacity Factor | 1 | % | 0 | 0 | 0 | 0 | 0 | 0 | 0 | 0 | 0 | 0 | 0 | 0 | 0 | 0 | 0 | 0 | 0 | 0 | 0 | 0
G Greenwood2_FO&M Cost | Gas_FO&M Cost | G Gas_FO&M Cost | 0 | 0 | System | Generator | G Greenwood2 | Gas | FO&M Cost | 1 | 0 | 0 | 0 | 0 | 0 | 0 | 0 | 0 | 0 | 0 | 0 | 0 | 0 | 0 | 0 | 0 | 0 | 0 | 0 | 0 | 0
G Greenwood2_Generation Cost | Gas_Generation Cost | G Gas_Generation Cost | 0 | 0 | System | Generator | G Greenwood2 | Gas | Generation Cost | 1 | 0 | 0 | 0 | 0 | 0 | 0 | 0 | 0 | 0 | 0 | 0 | 0 | 0 | 0 | 0 | 0 | 0 | 0 | 0 | 0 | 0
G Greenwood2_Fixed Costs | Gas_Fixed Costs | G Gas_Fixed Costs | 0 | 0 | System | Generator | G Greenwood2 | Gas | Fixed Costs | 1 | 0 | 0 | 0 | 0 | 0 | 0 | 0 | 0 | 0 | 0 | 0 | 0 | 0 | 0 | 0 | 0 | 0 | 0 | 0 | 0 | 0
G Greenwood2_Pool Revenue | Gas_Pool Revenue | G Gas_Pool Revenue | 0 | 0 | System | Generator | G Greenwood2 | Gas | Pool Revenue | 1 | 0 | 0 | 0 | 0 | 0 | 0 | 0 | 0 | 0 | 0 | 0 | 0 | 0 | 0 | 0 | 0 | 0 | 0 | 0 | 0 | 0
G Greenwood2_Max Capacity | Gas_Max Capacity | G Gas_Max Capacity | 55 | 0 | System | Generator | G Greenwood2 | Gas | Max Capacity | 1 | MW | 55 | 55 | 55 | 55 | 55 | 55 | 55 | 55 | 55 | 55 | 55 | 55 | 55 | 55 | 55 | 55 | 55 | 55 | 55 | 55
G Greenwood2_Installed Capacity | Gas_Installed Capacity | G Gas_Installed Capacity | 55 | 0 | System | Generator | G Greenwood2 | Gas | Installed Capacity | 1 | MW | 55 | 55 | 55 | 55 | 55 | 55 | 55 | 55 | 55 | 55 | 55 | 55 | 55 | 55 | 55 | 55 | 55 | 55 | 55 | 55
G Greenwood2_Firm Capacity | Gas_Firm Capacity | G Gas_Firm Capacity | 63 | 0 | System | Generator | G Greenwood2 | Gas | Firm Capacity | 1 | MW | 63 | 63 | 63 | 63 | 63 | 63 | 63 | 63 | 63 | 63 | 63 | 63 | 63 | 63 | 63 | 63 | 63 | 63 | 63 | 63
G Greenwood2_Forced Outage Rate | Gas_Forced Outage Rate | G Gas_Forced Outage Rate | 19.28 | 0 | System | Generator | G Greenwood2 | Gas | Forced Outage Rate | 1 | % | 19.28 | 19.28 | 19.28 | 19.28 | 19.28 | 19.28 | 19.28 | 19.28 | 19.28 | 19.28 | 19.28 | 19.28 | 19.28 | 19.28 | 19.28 | 19.28 | 19.28 | 19.28 | 19.28 | 19.28
G Greenwood2_Outage Rate | Gas_Outage Rate | G Gas_Outage Rate | 19.28 | 0 | System | Generator | G Greenwood2 | Gas | Outage Rate | 1 | % | 19.28 | 19.28 | 19.28 | 19.28 | 19.28 | 19.28 | 19.28 | 19.28 | 19.28 | 19.28 | 19.28 | 19.28 | 19.28 | 19.28 | 19.28 | 19.28 | 19.28 | 19.28 | 19.28 | 19.28
G Greenwood2_Units Built | Gas_Units Built | G Gas_Units Built | 0 | 0 | System | Generator | G Greenwood2 | Gas | Units Built | 1 | - | 0 | 0 | 0 | 0 | 0 | 0 | 0 | 0 | 0 | 0 | 0 | 0 | 0 | 0 | 0 | 0 | 0 | 0 | 0 | 0
G Greenwood2_Units Retired | Gas_Units Retired | G Gas_Units Retired | 0 | 0 | System | Generator | G Greenwood2 | Gas | Units Retired | 1 | - | 0 | 0 | 0 | 0 | 0 | 0 | 0 | 0 | 0 | 0 | 0 | 0 | 0 | 0 | 0 | 0 | 0 | 0 | 0 | 0
G Greenwood2_Capacity Built | Gas_Capacity Built | G Gas_Capacity Built | 0 | 0 | System | Generator | G Greenwood2 | Gas | Capacity Built | 1 | MW | 0 | 0 | 0 | 0 | 0 | 0 | 0 | 0 | 0 | 0 | 0 | 0 | 0 | 0 | 0 | 0 | 0 | 0 | 0 | 0
G Greenwood3_Units | Gas_Units | G Gas_Units | 1 | 0 | System | Generator | G Greenwood3 | Gas | Units | 1 | - | bar: 2024 to 2043
G Greenwood3_Generation | Gas_Generation | G Gas_Generation | 0 | 0 | System | Generator | G Greenwood3 | Gas | Generation | 1 | GWh | 0 | 0 | 0 | 0 | 0 | 0 | 0 | 0 | 0 | 0 | 0 | 0 | 0 | 0 | 0 | 0 | 0 | 0 | 0 | 0
G Greenwood3_Capacity Factor | Gas_Capacity Factor | G Gas_Capacity Factor | 0 | 0 | System | Generator | G Greenwood3 | Gas | Capacity Factor | 1 | % | 0 | 0 | 0 | 0 | 0 | 0 | 0 | 0 | 0 | 0 | 0 | 0 | 0 | 0 | 0 | 0 | 0 | 0 | 0 | 0
G Greenwood3_FO&M Cost | Gas_FO&M Cost | G Gas_FO&M Cost | 0 | 0 | System | Generator | G Greenwood3 | Gas | FO&M Cost | 1 | 0 | 0 | 0 | 0 | 0 | 0 | 0 | 0 | 0 | 0 | 0 | 0 | 0 | 0 | 0 | 0 | 0 | 0 | 0 | 0 | 0
G Greenwood3_Generation Cost | Gas_Generation Cost | G Gas_Generation Cost | 0 | 0 | System | Generator | G Greenwood3 | Gas | Generation Cost | 1 | 0 | 0 | 0 | 0 | 0 | 0 | 0 | 0 | 0 | 0 | 0 | 0 | 0 | 0 | 0 | 0 | 0 | 0 | 0 | 0 | 0
G Greenwood3_Fixed Costs | Gas_Fixed Costs | G Gas_Fixed Costs | 0 | 0 | System | Generator | G Greenwood3 | Gas | Fixed Costs | 1 | 0 | 0 | 0 | 0 | 0 | 0 | 0 | 0 | 0 | 0 | 0 | 0 | 0 | 0 | 0 | 0 | 0 | 0 | 0 | 0 | 0
G Greenwood3_Pool Revenue | Gas_Pool Revenue | G Gas_Pool Revenue | 0 | 0 | System | Generator | G Greenwood3 | Gas | Pool Revenue | 1 | 0 | 0 | 0 | 0 | 0 | 0 | 0 | 0 | 0 | 0 | 0 | 0 | 0 | 0 | 0 | 0 | 0 | 0 | 0 | 0 | 0
G Greenwood3_Max Capacity | Gas_Max Capacity | G Gas_Max Capacity | 55 | 0 | System | Generator | G Greenwood3 | Gas | Max Capacity | 1 | MW | 55 | 55 | 55 | 55 | 55 | 55 | 55 | 55 | 55 | 55 | 55 | 55 | 55 | 55 | 55 | 55 | 55 | 55 | 55 | 55
G Greenwood3_Installed Capacity | Gas_Installed Capacity | G Gas_Installed Capacity | 55 | 0 | System | Generator | G Greenwood3 | Gas | Installed Capacity | 1 | MW | 55 | 55 | 55 | 55 | 55 | 55 | 55 | 55 | 55 | 55 | 55 | 55 | 55 | 55 | 55 | 55 | 55 | 55 | 55 | 55
G Greenwood3_Firm Capacity | Gas_Firm Capacity | G Gas_Firm Capacity | 62.1 | 0 | System | Generator | G Greenwood3 | Gas | Firm Capacity | 1 | MW | 62.1 | 62.1 | 62.1 | 62.1 | 62.1 | 62.1 | 62.1 | 62.1 | 62.1 | 62.1 | 62.1 | 62.1 | 62.1 | 62.1 | 62.1 | 62.1 | 62.1 | 62.1 | 62.1 | 62.1
G Greenwood3_Forced Outage Rate | Gas_Forced Outage Rate | G Gas_Forced Outage Rate | 2.47 | 0 | System | Generator | G Greenwood3 | Gas | Forced Outage Rate | 1 | % | 2.47 | 2.47 | 2.47 | 2.47 | 2.47 | 2.47 | 2.47 | 2.47 | 2.47 | 2.47 | 2.47 | 2.47 | 2.47 | 2.47 | 2.47 | 2.47 | 2.47 | 2.47 | 2.47 | 2.47
G Greenwood3_Outage Rate | Gas_Outage Rate | G Gas_Outage Rate | 2.47 | 0 | System | Generator | G Greenwood3 | Gas | Outage Rate | 1 | % | 2.47 | 2.47 | 2.47 | 2.47 | 2.47 | 2.47 | 2.47 | 2.47 | 2.47 | 2.47 | 2.47 | 2.47 | 2.47 | 2.47 | 2.47 | 2.47 | 2.47 | 2.47 | 2.47 | 2.47
G Greenwood3_Units Built | Gas_Units Built | G Gas_Units Built | 0 | 0 | System | Generator | G Greenwood3 | Gas | Units Built | 1 | - | 0 | 0 | 0 | 0 | 0 | 0 | 0 | 0 | 0 | 0 | 0 | 0 | 0 | 0 | 0 | 0 | 0 | 0 | 0 | 0
G Greenwood3_Units Retired | Gas_Units Retired | G Gas_Units Retired | 0 | 0 | System | Generator | G Greenwood3 | Gas | Units Retired | 1 | - | 0 | 0 | 0 | 0 | 0 | 0 | 0 | 0 | 0 | 0 | 0 | 0 | 0 | 0 | 0 | 0 | 0 | 0 | 0 | 0
G Greenwood3_Capacity Built | Gas_Capacity Built | G Gas_Capacity Built | 0 | 0 | System | Generator | G Greenwood3 | Gas | Capacity Built | 1 | MW | 0 | 0 | 0 | 0 | 0 | 0 | 0 | 0 | 0 | 0 | 0 | 0 | 0 | 0 | 0 | 0 | 0 | 0 | 0 | 0
G Greenwood4_Units | Gas_Units | G Gas_Units | 1 | 0 | System | Generator | G Greenwood4 | Gas | Units | 1 | - | bar: 2024 to 2043
G Greenwood4_Generation | Gas_Generation | G Gas_Generation | 0 | 0 | System | Generator | G Greenwood4 | Gas | Generation | 1 | GWh | 0 | 0 | 0 | 0 | 0 | 0 | 0 | 0 | 0 | 0 | 0 | 0 | 0 | 0 | 0 | 0 | 0 | 0 | 0 | 0
G Greenwood4_Capacity Factor | Gas_Capacity Factor | G Gas_Capacity Factor | 0 | 0 | System | Generator | G Greenwood4 | Gas | Capacity Factor | 1 | % | 0 | 0 | 0 | 0 | 0 | 0 | 0 | 0 | 0 | 0 | 0 | 0 | 0 | 0 | 0 | 0 | 0 | 0 | 0 | 0
G Greenwood4_FO&M Cost | Gas_FO&M Cost | G Gas_FO&M Cost | 0 | 0 | System | Generator | G Greenwood4 | Gas | FO&M Cost | 1 | 0 | 0 | 0 | 0 | 0 | 0 | 0 | 0 | 0 | 0 | 0 | 0 | 0 | 0 | 0 | 0 | 0 | 0 | 0 | 0 | 0
G Greenwood4_Generation Cost | Gas_Generation Cost | G Gas_Generation Cost | 0 | 0 | System | Generator | G Greenwood4 | Gas | Generation Cost | 1 | 0 | 0 | 0 | 0 | 0 | 0 | 0 | 0 | 0 | 0 | 0 | 0 | 0 | 0 | 0 | 0 | 0 | 0 | 0 | 0 | 0
G Greenwood4_Fixed Costs | Gas_Fixed Costs | G Gas_Fixed Costs | 0 | 0 | System | Generator | G Greenwood4 | Gas | Fixed Costs | 1 | 0 | 0 | 0 | 0 | 0 | 0 | 0 | 0 | 0 | 0 | 0 | 0 | 0 | 0 | 0 | 0 | 0 | 0 | 0 | 0 | 0
G Greenwood4_Pool Revenue | Gas_Pool Revenue | G Gas_Pool Revenue | 0 | 0 | System | Generator | G Greenwood4 | Gas | Pool Revenue | 1 | 0 | 0 | 0 | 0 | 0 | 0 | 0 | 0 | 0 | 0 | 0 | 0 | 0 | 0 | 0 | 0 | 0 | 0 | 0 | 0 | 0
G Greenwood4_Max Capacity | Gas_Max Capacity | G Gas_Max Capacity | 55 | 0 | System | Generator | G Greenwood4 | Gas | Max Capacity | 1 | MW | 55 | 55 | 55 | 55 | 55 | 55 | 55 | 55 | 55 | 55 | 55 | 55 | 55 | 55 | 55 | 55 | 55 | 55 | 55 | 55
G Greenwood4_Installed Capacity | Gas_Installed Capacity | G Gas_Installed Capacity | 55 | 0 | System | Generator | G Greenwood4 | Gas | Installed Capacity | 1 | MW | 55 | 55 | 55 | 55 | 55 | 55 | 55 | 55 | 55 | 55 | 55 | 55 | 55 | 55 | 55 | 55 | 55 | 55 | 55 | 55
G Greenwood4_Firm Capacity | Gas_Firm Capacity | G Gas_Firm Capacity | 61.8 | 0 | System | Generator | G Greenwood4 | Gas | Firm Capacity | 1 | MW | 61.8 | 61.8 | 61.8 | 61.8 | 61.8 | 61.8 | 61.8 | 61.8 | 61.8 | 61.8 | 61.8 | 61.8 | 61.8 | 61.8 | 61.8 | 61.8 | 61.8 | 61.8 | 61.8 | 61.8
G Greenwood4_Forced Outage Rate | Gas_Forced Outage Rate | G Gas_Forced Outage Rate | 1.86 | 0 | System | Generator | G Greenwood4 | Gas | Forced Outage Rate | 1 | % | 1.86 | 1.86 | 1.86 | 1.86 | 1.86 | 1.86 | 1.86 | 1.86 | 1.86 | 1.86 | 1.86 | 1.86 | 1.86 | 1.86 | 1.86 | 1.86 | 1.86 | 1.86 | 1.86 | 1.86
G Greenwood4_Outage Rate | Gas_Outage Rate | G Gas_Outage Rate | 1.86 | 0 | System | Generator | G Greenwood4 | Gas | Outage Rate | 1 | % | 1.86 | 1.86 | 1.86 | 1.86 | 1.86 | 1.86 | 1.86 | 1.86 | 1.86 | 1.86 | 1.86 | 1.86 | 1.86 | 1.86 | 1.86 | 1.86 | 1.86 | 1.86 | 1.86 | 1.86
G Greenwood4_Units Built | Gas_Units Built | G Gas_Units Built | 0 | 0 | System | Generator | G Greenwood4 | Gas | Units Built | 1 | - | 0 | 0 | 0 | 0 | 0 | 0 | 0 | 0 | 0 | 0 | 0 | 0 | 0 | 0 | 0 | 0 | 0 | 0 | 0 | 0
G Greenwood4_Units Retired | Gas_Units Retired | G Gas_Units Retired | 0 | 0 | System | Generator | G Greenwood4 | Gas | Units Retired | 1 | - | 0 | 0 | 0 | 0 | 0 | 0 | 0 | 0 | 0 | 0 | 0 | 0 | 0 | 0 | 0 | 0 | 0 | 0 | 0 | 0
G Greenwood4_Capacity Built | Gas_Capacity Built | G Gas_Capacity Built | 0 | 0 | System | Generator | G Greenwood4 | Gas | Capacity Built | 1 | MW | 0 | 0 | 0 | 0 | 0 | 0 | 0 | 0 | 0 | 0 | 0 | 0 | 0 | 0 | 0 | 0 | 0 | 0 | 0 | 0
G LakeRoad1_Units | Gas_Units | G Gas_Units | 1 | 0 | System | Generator | G LakeRoad1 | Gas | Units | 1 | - | bar: 2024 to 2043
G LakeRoad1_Generation | Gas_Generation | G Gas_Generation | 0 | 0 | System | Generator | G LakeRoad1 | Gas | Generation | 1 | GWh | 0 | 0 | 0 | 0 | 0 | 0 | 0 | 0 | 0 | 0 | 0 | 0 | 0 | 0 | 0 | 0 | 0 | 0 | 0 | 0
G LakeRoad1_Capacity Factor | Gas_Capacity Factor | G Gas_Capacity Factor | 0 | 0 | System | Generator | G LakeRoad1 | Gas | Capacity Factor | 1 | % | 0 | 0 | 0 | 0 | 0 | 0 | 0 | 0 | 0 | 0 | 0 | 0 | 0 | 0 | 0 | 0 | 0 | 0 | 0 | 0
G LakeRoad1_FO&M Cost | Gas_FO&M Cost | G Gas_FO&M Cost | 0 | 0 | System | Generator | G LakeRoad1 | Gas | FO&M Cost | 1 | 0 | 0 | 0 | 0 | 0 | 0 | 0 | 0 | 0 | 0 | 0 | 0 | 0 | 0 | 0 | 0 | 0 | 0 | 0 | 0 | 0
G LakeRoad1_Generation Cost | Gas_Generation Cost | G Gas_Generation Cost | 0 | 0 | System | Generator | G LakeRoad1 | Gas | Generation Cost | 1 | 0 | 0 | 0 | 0 | 0 | 0 | 0 | 0 | 0 | 0 | 0 | 0 | 0 | 0 | 0 | 0 | 0 | 0 | 0 | 0 | 0
G LakeRoad1_Fixed Costs | Gas_Fixed Costs | G Gas_Fixed Costs | 0 | 0 | System | Generator | G LakeRoad1 | Gas | Fixed Costs | 1 | 0 | 0 | 0 | 0 | 0 | 0 | 0 | 0 | 0 | 0 | 0 | 0 | 0 | 0 | 0 | 0 | 0 | 0 | 0 | 0 | 0
G LakeRoad1_Pool Revenue | Gas_Pool Revenue | G Gas_Pool Revenue | 0 | 0 | System | Generator | G LakeRoad1 | Gas | Pool Revenue | 1 | 0 | 0 | 0 | 0 | 0 | 0 | 0 | 0 | 0 | 0 | 0 | 0 | 0 | 0 | 0 | 0 | 0 | 0 | 0 | 0 | 0
G LakeRoad1_Max Capacity | Gas_Max Capacity | G Gas_Max Capacity | 20 | 0 | System | Generator | G LakeRoad1 | Gas | Max Capacity | 1 | MW | 20 | 20 | 20 | 20 | 20 | 20 | 20 | 20 | 20 | 20 | 20 | 20 | 20 | 20 | 20 | 20 | 20 | 20 | 20 | 20
G LakeRoad1_Installed Capacity | Gas_Installed Capacity | G Gas_Installed Capacity | 20 | 0 | System | Generator | G LakeRoad1 | Gas | Installed Capacity | 1 | MW | 20 | 20 | 20 | 20 | 20 | 20 | 20 | 20 | 20 | 20 | 20 | 20 | 20 | 20 | 20 | 20 | 20 | 20 | 20 | 20
G LakeRoad1_Firm Capacity | Gas_Firm Capacity | G Gas_Firm Capacity | 18.35 | 0 | System | Generator | G LakeRoad1 | Gas | Firm Capacity | 1 | MW | 18.35 | 18.35 | 18.35 | 18.35 | 18.35 | 18.35 | 18.35 | 18.35 | 18.35 | 18.35 | 18.35 | 18.35 | 18.35 | 18.35 | 18.35 | 18.35 | 18.35 | 18.35 | 18.35 | 18.35
G LakeRoad1_Forced Outage Rate | Gas_Forced Outage Rate | G Gas_Forced Outage Rate | 10.33 | 0 | System | Generator | G LakeRoad1 | Gas | Forced Outage Rate | 1 | % | 10.33 | 10.33 | 10.33 | 10.33 | 10.33 | 10.33 | 10.33 | 10.33 | 10.33 | 10.33 | 10.33 | 10.33 | 10.33 | 10.33 | 10.33 | 10.33 | 10.33 | 10.33 | 10.33 | 10.33
G LakeRoad1_Outage Rate | Gas_Outage Rate | G Gas_Outage Rate | 19.98 | 0 | System | Generator | G LakeRoad1 | Gas | Outage Rate | 1 | % | 19.98 | 19.98 | 19.98 | 19.98 | 19.98 | 19.98 | 19.98 | 19.98 | 19.98 | 19.98 | 19.98 | 19.98 | 19.98 | 19.98 | 19.98 | 19.98 | 19.98 | 19.98 | 19.98 | 19.98
G LakeRoad1_Units Built | Gas_Units Built | G Gas_Units Built | 0 | 0 | System | Generator | G LakeRoad1 | Gas | Units Built | 1 | - | 0 | 0 | 0 | 0 | 0 | 0 | 0 | 0 | 0 | 0 | 0 | 0 | 0 | 0 | 0 | 0 | 0 | 0 | 0 | 0
G LakeRoad1_Units Retired | Gas_Units Retired | G Gas_Units Retired | 0 | 0 | System | Generator | G LakeRoad1 | Gas | Units Retired | 1 | - | 0 | 0 | 0 | 0 | 0 | 0 | 0 | 0 | 0 | 0 | 0 | 0 | 0 | 0 | 0 | 0 | 0 | 0 | 0 | 0
G LakeRoad1_Capacity Built | Gas_Capacity Built | G Gas_Capacity Built | 0 | 0 | System | Generator | G LakeRoad1 | Gas | Capacity Built | 1 | MW | 0 | 0 | 0 | 0 | 0 | 0 | 0 | 0 | 0 | 0 | 0 | 0 | 0 | 0 | 0 | 0 | 0 | 0 | 0 | 0
G LakeRoad2_Units | Gas_Units | G Gas_Units | 1 | 0 | System | Generator | G LakeRoad2 | Gas | Units | 1 | - | bar: 2024 to 2043
G LakeRoad2_Generation | Gas_Generation | G Gas_Generation | 1.048 | 0 | System | Generator | G LakeRoad2 | Gas | Generation | 1 | GWh | 1.048 | 0 | 0 | 0 | 0 | 0 | 0 | 0 | 0 | 0 | 0 | 0 | 0 | 0 | 0 | 0 | 0 | 0 | 0 | 0
G LakeRoad2_Capacity Factor | Gas_Capacity Factor | G Gas_Capacity Factor | 0.47721 | 0 | System | Generator | G LakeRoad2 | Gas | Capacity Factor | 1 | % | 0.47721 | 0 | 0 | 0 | 0 | 0 | 0 | 0 | 0 | 0 | 0 | 0 | 0 | 0 | 0 | 0 | 0 | 0 | 0 | 0
G LakeRoad2_FO&M Cost | Gas_FO&M Cost | G Gas_FO&M Cost | 0 | 0 | System | Generator | G LakeRoad2 | Gas | FO&M Cost | 1 | 0 | 0 | 0 | 0 | 0 | 0 | 0 | 0 | 0 | 0 | 0 | 0 | 0 | 0 | 0 | 0 | 0 | 0 | 0 | 0 | 0
G LakeRoad2_Generation Cost | Gas_Generation Cost | G Gas_Generation Cost | 40.1954 | 0 | System | Generator | G LakeRoad2 | Gas | Generation Cost | 1 | 0 | 40.1954 | 0 | 0 | 0 | 0 | 0 | 0 | 0 | 0 | 0 | 0 | 0 | 0 | 0 | 0 | 0 | 0 | 0 | 0 | 0
G LakeRoad2_Fixed Costs | Gas_Fixed Costs | G Gas_Fixed Costs | 0 | 0 | System | Generator | G LakeRoad2 | Gas | Fixed Costs | 1 | 0 | 0 | 0 | 0 | 0 | 0 | 0 | 0 | 0 | 0 | 0 | 0 | 0 | 0 | 0 | 0 | 0 | 0 | 0 | 0 | 0
G LakeRoad2_Pool Revenue | Gas_Pool Revenue | G Gas_Pool Revenue | 40.8855 | 0 | System | Generator | G LakeRoad2 | Gas | Pool Revenue | 1 | 0 | 40.8855 | 0 | 0 | 0 | 0 | 0 | 0 | 0 | 0 | 0 | 0 | 0 | 0 | 0 | 0 | 0 | 0 | 0 | 0 | 0
G LakeRoad2_Max Capacity | Gas_Max Capacity | G Gas_Max Capacity | 25 | 0 | System | Generator | G LakeRoad2 | Gas | Max Capacity | 1 | MW | 25 | 25 | 25 | 25 | 25 | 25 | 25 | 25 | 25 | 25 | 25 | 25 | 25 | 25 | 25 | 25 | 25 | 25 | 25 | 25
G LakeRoad2_Installed Capacity | Gas_Installed Capacity | G Gas_Installed Capacity | 25 | 0 | System | Generator | G LakeRoad2 | Gas | Installed Capacity | 1 | MW | 25 | 25 | 25 | 25 | 25 | 25 | 25 | 25 | 25 | 25 | 25 | 25 | 25 | 25 | 25 | 25 | 25 | 25 | 25 | 25
G LakeRoad2_Firm Capacity | Gas_Firm Capacity | G Gas_Firm Capacity | 22.9 | 0 | System | Generator | G LakeRoad2 | Gas | Firm Capacity | 1 | MW | 22.9 | 22.9 | 22.9 | 22.9 | 22.9 | 22.9 | 22.9 | 22.9 | 22.9 | 22.9 | 22.9 | 22.9 | 22.9 | 22.9 | 22.9 | 22.9 | 22.9 | 22.9 | 22.9 | 22.9
G LakeRoad2_Forced Outage Rate | Gas_Forced Outage Rate | G Gas_Forced Outage Rate | 19.21 | 0 | System | Generator | G LakeRoad2 | Gas | Forced Outage Rate | 1 | % | 19.21 | 19.21 | 19.21 | 19.21 | 19.21 | 19.21 | 19.21 | 19.21 | 19.21 | 19.21 | 19.21 | 19.21 | 19.21 | 19.21 | 19.21 | 19.21 | 19.21 | 19.21 | 19.21 | 19.21
G LakeRoad2_Outage Rate | Gas_Outage Rate | G Gas_Outage Rate | 32.39 | 0 | System | Generator | G LakeRoad2 | Gas | Outage Rate | 1 | % | 32.39 | 32.39 | 32.39 | 32.39 | 32.39 | 32.39 | 32.39 | 32.39 | 32.39 | 32.39 | 32.39 | 32.39 | 32.39 | 32.39 | 32.39 | 32.39 | 32.39 | 32.39 | 32.39 | 32.39
G LakeRoad2_Units Built | Gas_Units Built | G Gas_Units Built | 0 | 0 | System | Generator | G LakeRoad2 | Gas | Units Built | 1 | - | 0 | 0 | 0 | 0 | 0 | 0 | 0 | 0 | 0 | 0 | 0 | 0 | 0 | 0 | 0 | 0 | 0 | 0 | 0 | 0
G LakeRoad2_Units Retired | Gas_Units Retired | G Gas_Units Retired | 0 | 0 | System | Generator | G LakeRoad2 | Gas | Units Retired | 1 | - | 0 | 0 | 0 | 0 | 0 | 0 | 0 | 0 | 0 | 0 | 0 | 0 | 0 | 0 | 0 | 0 | 0 | 0 | 0 | 0
G LakeRoad2_Capacity Built | Gas_Capacity Built | G Gas_Capacity Built | 0 | 0 | System | Generator | G LakeRoad2 | Gas | Capacity Built | 1 | MW | 0 | 0 | 0 | 0 | 0 | 0 | 0 | 0 | 0 | 0 | 0 | 0 | 0 | 0 | 0 | 0 | 0 | 0 | 0 | 0
G LakeRoad3_Units | Gas_Units | G Gas_Units | 1 | 0 | System | Generator | G LakeRoad3 | Gas | Units | 1 | - | bar: 2024 to 2043
G LakeRoad3_Generation | Gas_Generation | G Gas_Generation | 0 | 0 | System | Generator | G LakeRoad3 | Gas | Generation | 1 | GWh | 0 | 0 | 0 | 0 | 0 | 0 | 0 | 0 | 0 | 0 | 0 | 0 | 0 | 0 | 0 | 0 | 0 | 0 | 0 | 0
G LakeRoad3_Capacity Factor | Gas_Capacity Factor | G Gas_Capacity Factor | 0 | 0 | System | Generator | G LakeRoad3 | Gas | Capacity Factor | 1 | % | 0 | 0 | 0 | 0 | 0 | 0 | 0 | 0 | 0 | 0 | 0 | 0 | 0 | 0 | 0 | 0 | 0 | 0 | 0 | 0
G LakeRoad3_FO&M Cost | Gas_FO&M Cost | G Gas_FO&M Cost | 0 | 0 | System | Generator | G LakeRoad3 | Gas | FO&M Cost | 1 | 0 | 0 | 0 | 0 | 0 | 0 | 0 | 0 | 0 | 0 | 0 | 0 | 0 | 0 | 0 | 0 | 0 | 0 | 0 | 0 | 0
G LakeRoad3_Generation Cost | Gas_Generation Cost | G Gas_Generation Cost | 0 | 0 | System | Generator | G LakeRoad3 | Gas | Generation Cost | 1 | 0 | 0 | 0 | 0 | 0 | 0 | 0 | 0 | 0 | 0 | 0 | 0 | 0 | 0 | 0 | 0 | 0 | 0 | 0 | 0 | 0
G LakeRoad3_Fixed Costs | Gas_Fixed Costs | G Gas_Fixed Costs | 0 | 0 | System | Generator | G LakeRoad3 | Gas | Fixed Costs | 1 | 0 | 0 | 0 | 0 | 0 | 0 | 0 | 0 | 0 | 0 | 0 | 0 | 0 | 0 | 0 | 0 | 0 | 0 | 0 | 0 | 0
G LakeRoad3_Pool Revenue | Gas_Pool Revenue | G Gas_Pool Revenue | 0 | 0 | System | Generator | G LakeRoad3 | Gas | Pool Revenue | 1 | 0 | 0 | 0 | 0 | 0 | 0 | 0 | 0 | 0 | 0 | 0 | 0 | 0 | 0 | 0 | 0 | 0 | 0 | 0 | 0 | 0
G LakeRoad3_Max Capacity | Gas_Max Capacity | G Gas_Max Capacity | 8 | 0 | System | Generator | G LakeRoad3 | Gas | Max Capacity | 1 | MW | 8 | 8 | 8 | 8 | 8 | 8 | 8 | 8 | 8 | 8 | 8 | 8 | 8 | 8 | 8 | 8 | 8 | 8 | 8 | 8
G LakeRoad3_Installed Capacity | Gas_Installed Capacity | G Gas_Installed Capacity | 8 | 0 | System | Generator | G LakeRoad3 | Gas | Installed Capacity | 1 | MW | 8 | 8 | 8 | 8 | 8 | 8 | 8 | 8 | 8 | 8 | 8 | 8 | 8 | 8 | 8 | 8 | 8 | 8 | 8 | 8
G LakeRoad3_Firm Capacity | Gas_Firm Capacity | G Gas_Firm Capacity | 7.34 | 0 | System | Generator | G LakeRoad3 | Gas | Firm Capacity | 1 | MW | 7.34 | 7.34 | 7.34 | 7.34 | 7.34 | 7.34 | 7.34 | 7.34 | 7.34 | 7.34 | 7.34 | 7.34 | 7.34 | 7.34 | 7.34 | 7.34 | 7.34 | 7.34 | 7.34 | 7.34
G LakeRoad3_Forced Outage Rate | Gas_Forced Outage Rate | G Gas_Forced Outage Rate | 8.72 | 0 | System | Generator | G LakeRoad3 | Gas | Forced Outage Rate | 1 | % | 8.72 | 8.72 | 8.72 | 8.72 | 8.72 | 8.72 | 8.72 | 8.72 | 8.72 | 8.72 | 8.72 | 8.72 | 8.72 | 8.72 | 8.72 | 8.72 | 8.72 | 8.72 | 8.72 | 8.72
G LakeRoad3_Outage Rate | Gas_Outage Rate | G Gas_Outage Rate | 28.67 | 0 | System | Generator | G LakeRoad3 | Gas | Outage Rate | 1 | % | 28.67 | 28.67 | 28.67 | 28.67 | 28.67 | 28.67 | 28.67 | 28.67 | 28.67 | 28.67 | 28.67 | 28.67 | 28.67 | 28.67 | 28.67 | 28.67 | 28.67 | 28.67 | 28.67 | 28.67
G LakeRoad3_Units Built | Gas_Units Built | G Gas_Units Built | 0 | 0 | System | Generator | G LakeRoad3 | Gas | Units Built | 1 | - | 0 | 0 | 0 | 0 | 0 | 0 | 0 | 0 | 0 | 0 | 0 | 0 | 0 | 0 | 0 | 0 | 0 | 0 | 0 | 0
G LakeRoad3_Units Retired | Gas_Units Retired | G Gas_Units Retired | 0 | 0 | System | Generator | G LakeRoad3 | Gas | Units Retired | 1 | - | 0 | 0 | 0 | 0 | 0 | 0 | 0 | 0 | 0 | 0 | 0 | 0 | 0 | 0 | 0 | 0 | 0 | 0 | 0 | 0
G LakeRoad3_Capacity Built | Gas_Capacity Built | G Gas_Capacity Built | 0 | 0 | System | Generator | G LakeRoad3 | Gas | Capacity Built | 1 | MW | 0 | 0 | 0 | 0 | 0 | 0 | 0 | 0 | 0 | 0 | 0 | 0 | 0 | 0 | 0 | 0 | 0 | 0 | 0 | 0
G LakeRoad5_Units | Gas_Units | G Gas_Units | 1 | 0 | System | Generator | G LakeRoad5 | Gas | Units | 1 | - | bar: 2024 to 2043
G LakeRoad5_Generation | Gas_Generation | G Gas_Generation | 0 | 0 | System | Generator | G LakeRoad5 | Gas | Generation | 1 | GWh | 0 | 0 | 0 | 0 | 0 | 0 | 0 | 0 | 0 | 0 | 0 | 0 | 0 | 0 | 0 | 0 | 0 | 0 | 0 | 0
G LakeRoad5_Capacity Factor | Gas_Capacity Factor | G Gas_Capacity Factor | 0 | 0 | System | Generator | G LakeRoad5 | Gas | Capacity Factor | 1 | % | 0 | 0 | 0 | 0 | 0 | 0 | 0 | 0 | 0 | 0 | 0 | 0 | 0 | 0 | 0 | 0 | 0 | 0 | 0 | 0
G LakeRoad5_FO&M Cost | Gas_FO&M Cost | G Gas_FO&M Cost | 0 | 0 | System | Generator | G LakeRoad5 | Gas | FO&M Cost | 1 | 0 | 0 | 0 | 0 | 0 | 0 | 0 | 0 | 0 | 0 | 0 | 0 | 0 | 0 | 0 | 0 | 0 | 0 | 0 | 0 | 0
G LakeRoad5_Generation Cost | Gas_Generation Cost | G Gas_Generation Cost | 0 | 0 | System | Generator | G LakeRoad5 | Gas | Generation Cost | 1 | 0 | 0 | 0 | 0 | 0 | 0 | 0 | 0 | 0 | 0 | 0 | 0 | 0 | 0 | 0 | 0 | 0 | 0 | 0 | 0 | 0
G LakeRoad5_Fixed Costs | Gas_Fixed Costs | G Gas_Fixed Costs | 0 | 0 | System | Generator | G LakeRoad5 | Gas | Fixed Costs | 1 | 0 | 0 | 0 | 0 | 0 | 0 | 0 | 0 | 0 | 0 | 0 | 0 | 0 | 0 | 0 | 0 | 0 | 0 | 0 | 0 | 0
G LakeRoad5_Pool Revenue | Gas_Pool Revenue | G Gas_Pool Revenue | 0 | 0 | System | Generator | G LakeRoad5 | Gas | Pool Revenue | 1 | 0 | 0 | 0 | 0 | 0 | 0 | 0 | 0 | 0 | 0 | 0 | 0 | 0 | 0 | 0 | 0 | 0 | 0 | 0 | 0 | 0
G LakeRoad5_Max Capacity | Gas_Max Capacity | G Gas_Max Capacity | 61 | 0 | System | Generator | G LakeRoad5 | Gas | Max Capacity | 1 | MW | 61 | 61 | 61 | 61 | 61 | 61 | 61 | 61 | 61 | 61 | 61 | 61 | 61 | 61 | 61 | 61 | 61 | 61 | 61 | 61
G LakeRoad5_Installed Capacity | Gas_Installed Capacity | G Gas_Installed Capacity | 61 | 0 | System | Generator | G LakeRoad5 | Gas | Installed Capacity | 1 | MW | 61 | 61 | 61 | 61 | 61 | 61 | 61 | 61 | 61 | 61 | 61 | 61 | 61 | 61 | 61 | 61 | 61 | 61 | 61 | 61
G LakeRoad5_Firm Capacity | Gas_Firm Capacity | G Gas_Firm Capacity | 47.2 | 0 | System | Generator | G LakeRoad5 | Gas | Firm Capacity | 1 | MW | 47.2 | 47.2 | 47.2 | 47.2 | 47.2 | 47.2 | 47.2 | 47.2 | 47.2 | 47.2 | 47.2 | 47.2 | 47.2 | 47.2 | 47.2 | 47.2 | 47.2 | 47.2 | 47.2 | 47.2
G LakeRoad5_Forced Outage Rate | Gas_Forced Outage Rate | G Gas_Forced Outage Rate | 25.28 | 0 | System | Generator | G LakeRoad5 | Gas | Forced Outage Rate | 1 | % | 25.28 | 25.28 | 25.28 | 25.28 | 25.28 | 25.28 | 25.28 | 25.28 | 25.28 | 25.28 | 25.28 | 25.28 | 25.28 | 25.28 | 25.28 | 25.28 | 25.28 | 25.28 | 25.28 | 25.28
G LakeRoad5_Outage Rate | Gas_Outage Rate | G Gas_Outage Rate | 43.94 | 0 | System | Generator | G LakeRoad5 | Gas | Outage Rate | 1 | % | 43.94 | 43.94 | 43.94 | 43.94 | 43.94 | 43.94 | 43.94 | 43.94 | 43.94 | 43.94 | 43.94 | 43.94 | 43.94 | 43.94 | 43.94 | 43.94 | 43.94 | 43.94 | 43.94 | 43.94
G LakeRoad5_Units Built | Gas_Units Built | G Gas_Units Built | 0 | 0 | System | Generator | G LakeRoad5 | Gas | Units Built | 1 | - | 0 | 0 | 0 | 0 | 0 | 0 | 0 | 0 | 0 | 0 | 0 | 0 | 0 | 0 | 0 | 0 | 0 | 0 | 0 | 0
G LakeRoad5_Units Retired | Gas_Units Retired | G Gas_Units Retired | 0 | 0 | System | Generator | G LakeRoad5 | Gas | Units Retired | 1 | - | 0 | 0 | 0 | 0 | 0 | 0 | 0 | 0 | 0 | 0 | 0 | 0 | 0 | 0 | 0 | 0 | 0 | 0 | 0 | 0
G LakeRoad5_Capacity Built | Gas_Capacity Built | G Gas_Capacity Built | 0 | 0 | System | Generator | G LakeRoad5 | Gas | Capacity Built | 1 | MW | 0 | 0 | 0 | 0 | 0 | 0 | 0 | 0 | 0 | 0 | 0 | 0 | 0 | 0 | 0 | 0 | 0 | 0 | 0 | 0
G LR4Gas_Units | Gas_Units | G Gas_Units | 1 | 0 | System | Generator | G LR4Gas | Gas | Units | 1 | - | bar: 2024 to 2043
G LR4Gas_Generation | Gas_Generation | G Gas_Generation | 0 | 0 | System | Generator | G LR4Gas | Gas | Generation | 1 | GWh | 0 | 0 | 0 | 0 | 0 | 0 | 0 | 0 | 0 | 0 | 0 | 0 | 0 | 0 | 0 | 0 | 0 | 0 | 0 | 0
G LR4Gas_Capacity Factor | Gas_Capacity Factor | G Gas_Capacity Factor | 0 | 0 | System | Generator | G LR4Gas | Gas | Capacity Factor | 1 | % | 0 | 0 | 0 | 0 | 0 | 0 | 0 | 0 | 0 | 0 | 0 | 0 | 0 | 0 | 0 | 0 | 0 | 0 | 0 | 0
G LR4Gas_FO&M Cost | Gas_FO&M Cost | G Gas_FO&M Cost | 0 | 0 | System | Generator | G LR4Gas | Gas | FO&M Cost | 1 | 0 | 0 | 0 | 0 | 0 | 0 | 0 | 0 | 0 | 0 | 0 | 0 | 0 | 0 | 0 | 0 | 0 | 0 | 0 | 0 | 0
G LR4Gas_Generation Cost | Gas_Generation Cost | G Gas_Generation Cost | 0 | 0 | System | Generator | G LR4Gas | Gas | Generation Cost | 1 | 0 | 0 | 0 | 0 | 0 | 0 | 0 | 0 | 0 | 0 | 0 | 0 | 0 | 0 | 0 | 0 | 0 | 0 | 0 | 0 | 0
G LR4Gas_Fixed Costs | Gas_Fixed Costs | G Gas_Fixed Costs | 0 | 0 | System | Generator | G LR4Gas | Gas | Fixed Costs | 1 | 0 | 0 | 0 | 0 | 0 | 0 | 0 | 0 | 0 | 0 | 0 | 0 | 0 | 0 | 0 | 0 | 0 | 0 | 0 | 0 | 0
G LR4Gas_Pool Revenue | Gas_Pool Revenue | G Gas_Pool Revenue | 0 | 0 | System | Generator | G LR4Gas | Gas | Pool Revenue | 1 | 0 | 0 | 0 | 0 | 0 | 0 | 0 | 0 | 0 | 0 | 0 | 0 | 0 | 0 | 0 | 0 | 0 | 0 | 0 | 0 | 0
G LR4Gas_Max Capacity | Gas_Max Capacity | G Gas_Max Capacity | 96 | 0 | System | Generator | G LR4Gas | Gas | Max Capacity | 1 | MW | 96 | 96 | 96 | 96 | 96 | 96 | 96 | 96 | 96 | 96 | 96 | 96 | 96 | 96 | 96 | 96 | 96 | 96 | 96 | 96
G LR4Gas_Installed Capacity | Gas_Installed Capacity | G Gas_Installed Capacity | 96 | 0 | System | Generator | G LR4Gas | Gas | Installed Capacity | 1 | MW | 96 | 96 | 96 | 96 | 96 | 96 | 96 | 96 | 96 | 96 | 96 | 96 | 96 | 96 | 96 | 96 | 96 | 96 | 96 | 96
G LR4Gas_Firm Capacity | Gas_Firm Capacity | G Gas_Firm Capacity | 94.6 | 0 | System | Generator | G LR4Gas | Gas | Firm Capacity | 1 | MW | 94.6 | 94.6 | 94.6 | 94.6 | 94.6 | 94.6 | 94.6 | 0 | 0 | 0 | 0 | 0 | 0 | 0 | 0 | 0 | 0 | 0 | 0 | 0
G LR4Gas_Forced Outage Rate | Gas_Forced Outage Rate | G Gas_Forced Outage Rate | 8.6 | 0 | System | Generator | G LR4Gas | Gas | Forced Outage Rate | 1 | % | 8.6 | 8.6 | 8.6 | 8.6 | 8.6 | 8.6 | 8.6 | 8.6 | 8.6 | 8.6 | 8.6 | 8.6 | 8.6 | 8.6 | 8.6 | 8.6 | 8.6 | 8.6 | 8.6 | 8.6
G LR4Gas_Outage Rate | Gas_Outage Rate | G Gas_Outage Rate | 17.54 | 0 | System | Generator | G LR4Gas | Gas | Outage Rate | 1 | % | 17.54 | 17.54 | 17.54 | 17.54 | 17.54 | 17.54 | 17.54 | 17.54 | 17.54 | 17.54 | 17.54 | 17.54 | 17.54 | 17.54 | 17.54 | 17.54 | 17.54 | 17.54 | 17.54 | 17.54
G LR4Gas_Units Built | Gas_Units Built | G Gas_Units Built | 0 | 0 | System | Generator | G LR4Gas | Gas | Units Built | 1 | - | 0 | 0 | 0 | 0 | 0 | 0 | 0 | 0 | 0 | 0 | 0 | 0 | 0 | 0 | 0 | 0 | 0 | 0 | 0 | 0
G LR4Gas_Units Retired | Gas_Units Retired | G Gas_Units Retired | 0 | 0 | System | Generator | G LR4Gas | Gas | Units Retired | 1 | - | 0 | 0 | 0 | 0 | 0 | 0 | 0 | 0 | 0 | 0 | 0 | 0 | 0 | 0 | 0 | 0 | 0 | 0 | 0 | 0
G LR4Gas_Capacity Built | Gas_Capacity Built | G Gas_Capacity Built | 0 | 0 | System | Generator | G LR4Gas | Gas | Capacity Built | 1 | MW | 0 | 0 | 0 | 0 | 0 | 0 | 0 | 0 | 0 | 0 | 0 | 0 | 0 | 0 | 0 | 0 | 0 | 0 | 0 | 0
G RalphGreen3_Units | Gas_Units | G Gas_Units | 1 | 0 | System | Generator | G RalphGreen3 | Gas | Units | 1 | - | bar: 2024 to 2043
G RalphGreen3_Generation | Gas_Generation | G Gas_Generation | 0 | 0 | System | Generator | G RalphGreen3 | Gas | Generation | 1 | GWh | 0 | 0 | 0 | 0 | 0 | 0 | 0 | 0 | 0 | 0 | 0 | 0 | 0 | 0 | 0 | 0 | 0 | 0 | 0 | 0
G RalphGreen3_Capacity Factor | Gas_Capacity Factor | G Gas_Capacity Factor | 0 | 0 | System | Generator | G RalphGreen3 | Gas | Capacity Factor | 1 | % | 0 | 0 | 0 | 0 | 0 | 0 | 0 | 0 | 0 | 0 | 0 | 0 | 0 | 0 | 0 | 0 | 0 | 0 | 0 | 0
G RalphGreen3_FO&M Cost | Gas_FO&M Cost | G Gas_FO&M Cost | 0 | 0 | System | Generator | G RalphGreen3 | Gas | FO&M Cost | 1 | 0 | 0 | 0 | 0 | 0 | 0 | 0 | 0 | 0 | 0 | 0 | 0 | 0 | 0 | 0 | 0 | 0 | 0 | 0 | 0 | 0
G RalphGreen3_Generation Cost | Gas_Generation Cost | G Gas_Generation Cost | 0 | 0 | System | Generator | G RalphGreen3 | Gas | Generation Cost | 1 | 0 | 0 | 0 | 0 | 0 | 0 | 0 | 0 | 0 | 0 | 0 | 0 | 0 | 0 | 0 | 0 | 0 | 0 | 0 | 0 | 0
G RalphGreen3_Fixed Costs | Gas_Fixed Costs | G Gas_Fixed Costs | 0 | 0 | System | Generator | G RalphGreen3 | Gas | Fixed Costs | 1 | 0 | 0 | 0 | 0 | 0 | 0 | 0 | 0 | 0 | 0 | 0 | 0 | 0 | 0 | 0 | 0 | 0 | 0 | 0 | 0 | 0
G RalphGreen3_Pool Revenue | Gas_Pool Revenue | G Gas_Pool Revenue | 0 | 0 | System | Generator | G RalphGreen3 | Gas | Pool Revenue | 1 | 0 | 0 | 0 | 0 | 0 | 0 | 0 | 0 | 0 | 0 | 0 | 0 | 0 | 0 | 0 | 0 | 0 | 0 | 0 | 0 | 0
G RalphGreen3_Max Capacity | Gas_Max Capacity | G Gas_Max Capacity | 63 | 0 | System | Generator | G RalphGreen3 | Gas | Max Capacity | 1 | MW | 63 | 63 | 63 | 63 | 63 | 63 | 63 | 63 | 63 | 63 | 63 | 63 | 63 | 63 | 63 | 63 | 63 | 63 | 63 | 63
G RalphGreen3_Installed Capacity | Gas_Installed Capacity | G Gas_Installed Capacity | 63 | 0 | System | Generator | G RalphGreen3 | Gas | Installed Capacity | 1 | MW | 63 | 63 | 63 | 63 | 63 | 63 | 63 | 63 | 63 | 63 | 63 | 63 | 63 | 63 | 63 | 63 | 63 | 63 | 63 | 63
G RalphGreen3_Firm Capacity | Gas_Firm Capacity | G Gas_Firm Capacity | 69.4 | 0 | System | Generator | G RalphGreen3 | Gas | Firm Capacity | 1 | MW | 69.4 | 69.4 | 69.4 | 69.4 | 69.4 | 69.4 | 69.4 | 69.4 | 69.4 | 69.4 | 69.4 | 69.4 | 69.4 | 69.4 | 69.4 | 69.4 | 69.4 | 69.4 | 69.4 | 69.4
G RalphGreen3_Forced Outage Rate | Gas_Forced Outage Rate | G Gas_Forced Outage Rate | 6.45 | 0 | System | Generator | G RalphGreen3 | Gas | Forced Outage Rate | 1 | % | 6.45 | 6.45 | 6.45 | 6.45 | 6.45 | 6.45 | 6.45 | 6.45 | 6.45 | 6.45 | 6.45 | 6.45 | 6.45 | 6.45 | 6.45 | 6.45 | 6.45 | 6.45 | 6.45 | 6.45
G RalphGreen3_Outage Rate | Gas_Outage Rate | G Gas_Outage Rate | 6.46 | 0 | System | Generator | G RalphGreen3 | Gas | Outage Rate | 1 | % | 6.46 | 6.46 | 6.46 | 6.46 | 6.46 | 6.46 | 6.46 | 6.46 | 6.46 | 6.46 | 6.46 | 6.46 | 6.46 | 6.46 | 6.46 | 6.46 | 6.46 | 6.46 | 6.46 | 6.46
G RalphGreen3_Units Built | Gas_Units Built | G Gas_Units Built | 0 | 0 | System | Generator | G RalphGreen3 | Gas | Units Built | 1 | - | 0 | 0 | 0 | 0 | 0 | 0 | 0 | 0 | 0 | 0 | 0 | 0 | 0 | 0 | 0 | 0 | 0 | 0 | 0 | 0
G RalphGreen3_Units Retired | Gas_Units Retired | G Gas_Units Retired | 0 | 0 | System | Generator | G RalphGreen3 | Gas | Units Retired | 1 | - | 0 | 0 | 0 | 0 | 0 | 0 | 0 | 0 | 0 | 0 | 0 | 0 | 0 | 0 | 0 | 0 | 0 | 0 | 0 | 0
G RalphGreen3_Capacity Built | Gas_Capacity Built | G Gas_Capacity Built | 0 | 0 | System | Generator | G RalphGreen3 | Gas | Capacity Built | 1 | MW | 0 | 0 | 0 | 0 | 0 | 0 | 0 | 0 | 0 | 0 | 0 | 0 | 0 | 0 | 0 | 0 | 0 | 0 | 0 | 0
G SouthHarper1_Units | Gas_Units | G Gas_Units | 1 | 0 | System | Generator | G SouthHarper1 | Gas | Units | 1 | - | bar: 2024 to 2043
G SouthHarper1_Generation | Gas_Generation | G Gas_Generation | 11.3756 | 0 | System | Generator | G SouthHarper1 | Gas | Generation | 1 | GWh | 11.3756 | 0 | 0 | 0 | 0 | 0 | 0 | 0 | 0 | 0 | 0 | 0 | 0 | 0 | 0 | 0 | 0 | 0 | 0 | 0
G SouthHarper1_Capacity Factor | Gas_Capacity Factor | G Gas_Capacity Factor | 1.2334 | 0 | System | Generator | G SouthHarper1 | Gas | Capacity Factor | 1 | % | 1.2334 | 0 | 0 | 0 | 0 | 0 | 0 | 0 | 0 | 0 | 0 | 0 | 0 | 0 | 0 | 0 | 0 | 0 | 0 | 0
G SouthHarper1_FO&M Cost | Gas_FO&M Cost | G Gas_FO&M Cost | 0 | 0 | System | Generator | G SouthHarper1 | Gas | FO&M Cost | 1 | 0 | 0 | 0 | 0 | 0 | 0 | 0 | 0 | 0 | 0 | 0 | 0 | 0 | 0 | 0 | 0 | 0 | 0 | 0 | 0 | 0
G SouthHarper1_Generation Cost | Gas_Generation Cost | G Gas_Generation Cost | 425.274 | 0 | System | Generator | G SouthHarper1 | Gas | Generation Cost | 1 | 0 | 425.274 | 0 | 0 | 0 | 0 | 0 | 0 | 0 | 0 | 0 | 0 | 0 | 0 | 0 | 0 | 0 | 0 | 0 | 0 | 0
G SouthHarper1_Fixed Costs | Gas_Fixed Costs | G Gas_Fixed Costs | 0 | 0 | System | Generator | G SouthHarper1 | Gas | Fixed Costs | 1 | 0 | 0 | 0 | 0 | 0 | 0 | 0 | 0 | 0 | 0 | 0 | 0 | 0 | 0 | 0 | 0 | 0 | 0 | 0 | 0 | 0
G SouthHarper1_Pool Revenue | Gas_Pool Revenue | G Gas_Pool Revenue | 435.6111 | 0 | System | Generator | G SouthHarper1 | Gas | Pool Revenue | 1 | 0 | 435.6111 | 0 | 0 | 0 | 0 | 0 | 0 | 0 | 0 | 0 | 0 | 0 | 0 | 0 | 0 | 0 | 0 | 0 | 0 | 0
G SouthHarper1_Max Capacity | Gas_Max Capacity | G Gas_Max Capacity | 105 | 0 | System | Generator | G SouthHarper1 | Gas | Max Capacity | 1 | MW | 105 | 105 | 105 | 105 | 105 | 105 | 105 | 105 | 105 | 105 | 105 | 105 | 105 | 105 | 105 | 105 | 105 | 105 | 105 | 105
G SouthHarper1_Installed Capacity | Gas_Installed Capacity | G Gas_Installed Capacity | 105 | 0 | System | Generator | G SouthHarper1 | Gas | Installed Capacity | 1 | MW | 105 | 105 | 105 | 105 | 105 | 105 | 105 | 105 | 105 | 105 | 105 | 105 | 105 | 105 | 105 | 105 | 105 | 105 | 105 | 105
G SouthHarper1_Firm Capacity | Gas_Firm Capacity | G Gas_Firm Capacity | 105.8 | 0 | System | Generator | G SouthHarper1 | Gas | Firm Capacity | 1 | MW | 105.8 | 105.8 | 105.8 | 105.8 | 105.8 | 105.8 | 105.8 | 105.8 | 105.8 | 105.8 | 105.8 | 105.8 | 105.8 | 105.8 | 105.8 | 105.8 | 105.8 | 105.8 | 105.8 | 105.8
G SouthHarper1_Forced Outage Rate | Gas_Forced Outage Rate | G Gas_Forced Outage Rate | 9.07 | 0 | System | Generator | G SouthHarper1 | Gas | Forced Outage Rate | 1 | % | 9.07 | 9.07 | 9.07 | 9.07 | 9.07 | 9.07 | 9.07 | 9.07 | 9.07 | 9.07 | 9.07 | 9.07 | 9.07 | 9.07 | 9.07 | 9.07 | 9.07 | 9.07 | 9.07 | 9.07
G SouthHarper1_Outage Rate | Gas_Outage Rate | G Gas_Outage Rate | 12.63 | 0 | System | Generator | G SouthHarper1 | Gas | Outage Rate | 1 | % | 12.63 | 12.63 | 12.63 | 12.63 | 12.63 | 12.63 | 12.63 | 12.63 | 12.63 | 12.63 | 12.63 | 12.63 | 12.63 | 12.63 | 12.63 | 12.63 | 12.63 | 12.63 | 12.63 | 12.63
G SouthHarper1_Units Built | Gas_Units Built | G Gas_Units Built | 0 | 0 | System | Generator | G SouthHarper1 | Gas | Units Built | 1 | - | 0 | 0 | 0 | 0 | 0 | 0 | 0 | 0 | 0 | 0 | 0 | 0 | 0 | 0 | 0 | 0 | 0 | 0 | 0 | 0
G SouthHarper1_Units Retired | Gas_Units Retired | G Gas_Units Retired | 0 | 0 | System | Generator | G SouthHarper1 | Gas | Units Retired | 1 | - | 0 | 0 | 0 | 0 | 0 | 0 | 0 | 0 | 0 | 0 | 0 | 0 | 0 | 0 | 0 | 0 | 0 | 0 | 0 | 0
G SouthHarper1_Capacity Built | Gas_Capacity Built | G Gas_Capacity Built | 0 | 0 | System | Generator | G SouthHarper1 | Gas | Capacity Built | 1 | MW | 0 | 0 | 0 | 0 | 0 | 0 | 0 | 0 | 0 | 0 | 0 | 0 | 0 | 0 | 0 | 0 | 0 | 0 | 0 | 0
G SouthHarper2_Units | Gas_Units | G Gas_Units | 1 | 0 | System | Generator | G SouthHarper2 | Gas | Units | 1 | - | bar: 2024 to 2043
G SouthHarper2_Generation | Gas_Generation | G Gas_Generation | 11.7401 | 0 | System | Generator | G SouthHarper2 | Gas | Generation | 1 | GWh | 11.7401 | 0 | 0 | 0 | 0 | 0 | 0 | 0 | 0 | 0 | 0 | 0 | 0 | 0 | 0 | 0 | 0 | 0 | 0 | 0
G SouthHarper2_Capacity Factor | Gas_Capacity Factor | G Gas_Capacity Factor | 1.2729 | 0 | System | Generator | G SouthHarper2 | Gas | Capacity Factor | 1 | % | 1.2729 | 0 | 0 | 0 | 0 | 0 | 0 | 0 | 0 | 0 | 0 | 0 | 0 | 0 | 0 | 0 | 0 | 0 | 0 | 0
G SouthHarper2_FO&M Cost | Gas_FO&M Cost | G Gas_FO&M Cost | 0 | 0 | System | Generator | G SouthHarper2 | Gas | FO&M Cost | 1 | 0 | 0 | 0 | 0 | 0 | 0 | 0 | 0 | 0 | 0 | 0 | 0 | 0 | 0 | 0 | 0 | 0 | 0 | 0 | 0 | 0
G SouthHarper2_Generation Cost | Gas_Generation Cost | G Gas_Generation Cost | 439.4406 | 0 | System | Generator | G SouthHarper2 | Gas | Generation Cost | 1 | 0 | 439.4406 | 0 | 0 | 0 | 0 | 0 | 0 | 0 | 0 | 0 | 0 | 0 | 0 | 0 | 0 | 0 | 0 | 0 | 0 | 0
G SouthHarper2_Fixed Costs | Gas_Fixed Costs | G Gas_Fixed Costs | 0 | 0 | System | Generator | G SouthHarper2 | Gas | Fixed Costs | 1 | 0 | 0 | 0 | 0 | 0 | 0 | 0 | 0 | 0 | 0 | 0 | 0 | 0 | 0 | 0 | 0 | 0 | 0 | 0 | 0 | 0
G SouthHarper2_Pool Revenue | Gas_Pool Revenue | G Gas_Pool Revenue | 449.5714 | 0 | System | Generator | G SouthHarper2 | Gas | Pool Revenue | 1 | 0 | 449.5714 | 0 | 0 | 0 | 0 | 0 | 0 | 0 | 0 | 0 | 0 | 0 | 0 | 0 | 0 | 0 | 0 | 0 | 0 | 0
G SouthHarper2_Max Capacity | Gas_Max Capacity | G Gas_Max Capacity | 105 | 0 | System | Generator | G SouthHarper2 | Gas | Max Capacity | 1 | MW | 105 | 105 | 105 | 105 | 105 | 105 | 105 | 105 | 105 | 105 | 105 | 105 | 105 | 105 | 105 | 105 | 105 | 105 | 105 | 105
G SouthHarper2_Installed Capacity | Gas_Installed Capacity | G Gas_Installed Capacity | 105 | 0 | System | Generator | G SouthHarper2 | Gas | Installed Capacity | 1 | MW | 105 | 105 | 105 | 105 | 105 | 105 | 105 | 105 | 105 | 105 | 105 | 105 | 105 | 105 | 105 | 105 | 105 | 105 | 105 | 105
G SouthHarper2_Firm Capacity | Gas_Firm Capacity | G Gas_Firm Capacity | 107.6 | 0 | System | Generator | G SouthHarper2 | Gas | Firm Capacity | 1 | MW | 107.6 | 107.6 | 107.6 | 107.6 | 107.6 | 107.6 | 107.6 | 107.6 | 107.6 | 107.6 | 107.6 | 107.6 | 107.6 | 107.6 | 107.6 | 107.6 | 107.6 | 107.6 | 107.6 | 107.6
G SouthHarper2_Forced Outage Rate | Gas_Forced Outage Rate | G Gas_Forced Outage Rate | 5.61 | 0 | System | Generator | G SouthHarper2 | Gas | Forced Outage Rate | 1 | % | 5.61 | 5.61 | 5.61 | 5.61 | 5.61 | 5.61 | 5.61 | 5.61 | 5.61 | 5.61 | 5.61 | 5.61 | 5.61 | 5.61 | 5.61 | 5.61 | 5.61 | 5.61 | 5.61 | 5.61
G SouthHarper2_Outage Rate | Gas_Outage Rate | G Gas_Outage Rate | 9.83 | 0 | System | Generator | G SouthHarper2 | Gas | Outage Rate | 1 | % | 9.83 | 9.83 | 9.83 | 9.83 | 9.83 | 9.83 | 9.83 | 9.83 | 9.83 | 9.83 | 9.83 | 9.83 | 9.83 | 9.83 | 9.83 | 9.83 | 9.83 | 9.83 | 9.83 | 9.83
G SouthHarper2_Units Built | Gas_Units Built | G Gas_Units Built | 0 | 0 | System | Generator | G SouthHarper2 | Gas | Units Built | 1 | - | 0 | 0 | 0 | 0 | 0 | 0 | 0 | 0 | 0 | 0 | 0 | 0 | 0 | 0 | 0 | 0 | 0 | 0 | 0 | 0
G SouthHarper2_Units Retired | Gas_Units Retired | G Gas_Units Retired | 0 | 0 | System | Generator | G SouthHarper2 | Gas | Units Retired | 1 | - | 0 | 0 | 0 | 0 | 0 | 0 | 0 | 0 | 0 | 0 | 0 | 0 | 0 | 0 | 0 | 0 | 0 | 0 | 0 | 0
G SouthHarper2_Capacity Built | Gas_Capacity Built | G Gas_Capacity Built | 0 | 0 | System | Generator | G SouthHarper2 | Gas | Capacity Built | 1 | MW | 0 | 0 | 0 | 0 | 0 | 0 | 0 | 0 | 0 | 0 | 0 | 0 | 0 | 0 | 0 | 0 | 0 | 0 | 0 | 0
G SouthHarper3_Units | Gas_Units | G Gas_Units | 1 | 0 | System | Generator | G SouthHarper3 | Gas | Units | 1 | - | bar: 2024 to 2043
G SouthHarper3_Generation | Gas_Generation | G Gas_Generation | 5.9443 | 0 | System | Generator | G SouthHarper3 | Gas | Generation | 1 | GWh | 5.9443 | 0 | 0 | 0 | 0 | 0 | 0 | 0 | 0 | 0 | 0 | 0 | 0 | 0 | 0 | 0 | 0 | 0 | 0 | 0
G SouthHarper3_Capacity Factor | Gas_Capacity Factor | G Gas_Capacity Factor | 0.64449 | 0 | System | Generator | G SouthHarper3 | Gas | Capacity Factor | 1 | % | 0.64449 | 0 | 0 | 0 | 0 | 0 | 0 | 0 | 0 | 0 | 0 | 0 | 0 | 0 | 0 | 0 | 0 | 0 | 0 | 0
G SouthHarper3_FO&M Cost | Gas_FO&M Cost | G Gas_FO&M Cost | 0 | 0 | System | Generator | G SouthHarper3 | Gas | FO&M Cost | 1 | 0 | 0 | 0 | 0 | 0 | 0 | 0 | 0 | 0 | 0 | 0 | 0 | 0 | 0 | 0 | 0 | 0 | 0 | 0 | 0 | 0
G SouthHarper3_Generation Cost | Gas_Generation Cost | G Gas_Generation Cost | 223.6797 | 0 | System | Generator | G SouthHarper3 | Gas | Generation Cost | 1 | 0 | 223.6797 | 0 | 0 | 0 | 0 | 0 | 0 | 0 | 0 | 0 | 0 | 0 | 0 | 0 | 0 | 0 | 0 | 0 | 0 | 0
G SouthHarper3_Fixed Costs | Gas_Fixed Costs | G Gas_Fixed Costs | 0 | 0 | System | Generator | G SouthHarper3 | Gas | Fixed Costs | 1 | 0 | 0 | 0 | 0 | 0 | 0 | 0 | 0 | 0 | 0 | 0 | 0 | 0 | 0 | 0 | 0 | 0 | 0 | 0 | 0 | 0
G SouthHarper3_Pool Revenue | Gas_Pool Revenue | G Gas_Pool Revenue | 231.9133 | 0 | System | Generator | G SouthHarper3 | Gas | Pool Revenue | 1 | 0 | 231.9133 | 0 | 0 | 0 | 0 | 0 | 0 | 0 | 0 | 0 | 0 | 0 | 0 | 0 | 0 | 0 | 0 | 0 | 0 | 0
G SouthHarper3_Max Capacity | Gas_Max Capacity | G Gas_Max Capacity | 105 | 0 | System | Generator | G SouthHarper3 | Gas | Max Capacity | 1 | MW | 105 | 105 | 105 | 105 | 105 | 105 | 105 | 105 | 105 | 105 | 105 | 105 | 105 | 105 | 105 | 105 | 105 | 105 | 105 | 105
G SouthHarper3_Installed Capacity | Gas_Installed Capacity | G Gas_Installed Capacity | 105 | 0 | System | Generator | G SouthHarper3 | Gas | Installed Capacity | 1 | MW | 105 | 105 | 105 | 105 | 105 | 105 | 105 | 105 | 105 | 105 | 105 | 105 | 105 | 105 | 105 | 105 | 105 | 105 | 105 | 105
G SouthHarper3_Firm Capacity | Gas_Firm Capacity | G Gas_Firm Capacity | 107.8 | 0 | System | Generator | G SouthHarper3 | Gas | Firm Capacity | 1 | MW | 107.8 | 107.8 | 107.8 | 107.8 | 107.8 | 107.8 | 107.8 | 107.8 | 107.8 | 107.8 | 107.8 | 107.8 | 107.8 | 107.8 | 107.8 | 107.8 | 107.8 | 107.8 | 107.8 | 107.8
G SouthHarper3_Forced Outage Rate | Gas_Forced Outage Rate | G Gas_Forced Outage Rate | 5.5 | 0 | System | Generator | G SouthHarper3 | Gas | Forced Outage Rate | 1 | % | 5.5 | 5.5 | 5.5 | 5.5 | 5.5 | 5.5 | 5.5 | 5.5 | 5.5 | 5.5 | 5.5 | 5.5 | 5.5 | 5.5 | 5.5 | 5.5 | 5.5 | 5.5 | 5.5 | 5.5
G SouthHarper3_Outage Rate | Gas_Outage Rate | G Gas_Outage Rate | 8.69 | 0 | System | Generator | G SouthHarper3 | Gas | Outage Rate | 1 | % | 8.69 | 8.69 | 8.69 | 8.69 | 8.69 | 8.69 | 8.69 | 8.69 | 8.69 | 8.69 | 8.69 | 8.69 | 8.69 | 8.69 | 8.69 | 8.69 | 8.69 | 8.69 | 8.69 | 8.69
G SouthHarper3_Units Built | Gas_Units Built | G Gas_Units Built | 0 | 0 | System | Generator | G SouthHarper3 | Gas | Units Built | 1 | - | 0 | 0 | 0 | 0 | 0 | 0 | 0 | 0 | 0 | 0 | 0 | 0 | 0 | 0 | 0 | 0 | 0 | 0 | 0 | 0
G SouthHarper3_Units Retired | Gas_Units Retired | G Gas_Units Retired | 0 | 0 | System | Generator | G SouthHarper3 | Gas | Units Retired | 1 | - | 0 | 0 | 0 | 0 | 0 | 0 | 0 | 0 | 0 | 0 | 0 | 0 | 0 | 0 | 0 | 0 | 0 | 0 | 0 | 0
G SouthHarper3_Capacity Built | Gas_Capacity Built | G Gas_Capacity Built | 0 | 0 | System | Generator | G SouthHarper3 | Gas | Capacity Built | 1 | MW | 0 | 0 | 0 | 0 | 0 | 0 | 0 | 0 | 0 | 0 | 0 | 0 | 0 | 0 | 0 | 0 | 0 | 0 | 0 | 0
G XRoads1_Units | Gas_Units | G Gas_Units | 1 | 0 | System | Generator | G XRoads1 | Gas | Units | 1 | - | bar: 2024 to 2043
G XRoads1_Generation | Gas_Generation | G Gas_Generation | 13.332 | 0 | System | Generator | G XRoads1 | Gas | Generation | 1 | GWh | 13.332 | 4.444 | 4.444 | 0 | 0 | 0 | 0 | 0 | 4.3007 | 0 | 0 | 0 | 0 | 0 | 0 | 0 | 0 | 0 | 0 | 0
G XRoads1_Capacity Factor | Gas_Capacity Factor | G Gas_Capacity Factor | 2.0237 | 0 | System | Generator | G XRoads1 | Gas | Capacity Factor | 1 | % | 2.0237 | 0.67641 | 0.67641 | 0 | 0 | 0 | 0 | 0 | 0.6528 | 0 | 0 | 0 | 0 | 0 | 0 | 0 | 0 | 0 | 0 | 0
G XRoads1_FO&M Cost | Gas_FO&M Cost | G Gas_FO&M Cost | 0 | 0 | System | Generator | G XRoads1 | Gas | FO&M Cost | 1 | 0 | 0 | 0 | 0 | 0 | 0 | 0 | 0 | 0 | 0 | 0 | 0 | 0 | 0 | 0 | 0 | 0 | 0 | 0 | 0 | 0
G XRoads1_Generation Cost | Gas_Generation Cost | G Gas_Generation Cost | 474.9509 | 0 | System | Generator | G XRoads1 | Gas | Generation Cost | 1 | 0 | 474.9509 | 184.145 | 190.5832 | 0 | 0 | 0 | 0 | 0 | 197.5491 | 0 | 0 | 0 | 0 | 0 | 0 | 0 | 0 | 0 | 0 | 0
G XRoads1_Fixed Costs | Gas_Fixed Costs | G Gas_Fixed Costs | 0 | 0 | System | Generator | G XRoads1 | Gas | Fixed Costs | 1 | 0 | 0 | 0 | 0 | 0 | 0 | 0 | 0 | 0 | 0 | 0 | 0 | 0 | 0 | 0 | 0 | 0 | 0 | 0 | 0 | 0
G XRoads1_Pool Revenue | Gas_Pool Revenue | G Gas_Pool Revenue | 498.7679 | 0 | System | Generator | G XRoads1 | Gas | Pool Revenue | 1 | 0 | 498.7679 | 185.4526 | 197.531 | 0 | 0 | 0 | 0 | 0 | 122.0381 | 0 | 0 | 0 | 0 | 0 | 0 | 0 | 0 | 0 | 0 | 0
G XRoads1_Max Capacity | Gas_Max Capacity | G Gas_Max Capacity | 75 | 0 | System | Generator | G XRoads1 | Gas | Max Capacity | 1 | MW | 75 | 75 | 75 | 75 | 75 | 75 | 75 | 75 | 75 | 75 | 75 | 75 | 75 | 75 | 75 | 75 | 75 | 75 | 75 | 75
G XRoads1_Installed Capacity | Gas_Installed Capacity | G Gas_Installed Capacity | 75 | 0 | System | Generator | G XRoads1 | Gas | Installed Capacity | 1 | MW | 75 | 75 | 75 | 75 | 75 | 75 | 75 | 75 | 75 | 75 | 75 | 75 | 75 | 75 | 75 | 75 | 75 | 75 | 75 | 75
G XRoads1_Firm Capacity | Gas_Firm Capacity | G Gas_Firm Capacity | 75.3 | 0 | System | Generator | G XRoads1 | Gas | Firm Capacity | 1 | MW | 75.3 | 75.3 | 75.3 | 75.3 | 75.3 | 75.3 | 75.3 | 75.3 | 75.3 | 75.3 | 75.3 | 75.3 | 75.3 | 75.3 | 75.3 | 75.3 | 75.3 | 75.3 | 75.3 | 75.3
G XRoads1_Forced Outage Rate | Gas_Forced Outage Rate | G Gas_Forced Outage Rate | 4.25 | 0 | System | Generator | G XRoads1 | Gas | Forced Outage Rate | 1 | % | 4.25 | 4.25 | 4.25 | 4.25 | 4.25 | 4.25 | 4.25 | 4.25 | 4.25 | 4.25 | 4.25 | 4.25 | 4.25 | 4.25 | 4.25 | 4.25 | 4.25 | 4.25 | 4.25 | 4.25
G XRoads1_Outage Rate | Gas_Outage Rate | G Gas_Outage Rate | 4.43 | 0 | System | Generator | G XRoads1 | Gas | Outage Rate | 1 | % | 4.43 | 4.43 | 4.43 | 4.43 | 4.43 | 4.43 | 4.43 | 4.43 | 4.43 | 4.43 | 4.43 | 4.43 | 4.43 | 4.43 | 4.43 | 4.43 | 4.43 | 4.43 | 4.43 | 4.43
G XRoads1_Units Built | Gas_Units Built | G Gas_Units Built | 0 | 0 | System | Generator | G XRoads1 | Gas | Units Built | 1 | - | 0 | 0 | 0 | 0 | 0 | 0 | 0 | 0 | 0 | 0 | 0 | 0 | 0 | 0 | 0 | 0 | 0 | 0 | 0 | 0
G XRoads1_Units Retired | Gas_Units Retired | G Gas_Units Retired | 0 | 0 | System | Generator | G XRoads1 | Gas | Units Retired | 1 | - | 0 | 0 | 0 | 0 | 0 | 0 | 0 | 0 | 0 | 0 | 0 | 0 | 0 | 0 | 0 | 0 | 0 | 0 | 0 | 0
G XRoads1_Capacity Built | Gas_Capacity Built | G Gas_Capacity Built | 0 | 0 | System | Generator | G XRoads1 | Gas | Capacity Built | 1 | MW | 0 | 0 | 0 | 0 | 0 | 0 | 0 | 0 | 0 | 0 | 0 | 0 | 0 | 0 | 0 | 0 | 0 | 0 | 0 | 0
G XRoads2_Units | Gas_Units | G Gas_Units | 1 | 0 | System | Generator | G XRoads2 | Gas | Units | 1 | - | bar: 2024 to 2043
G XRoads2_Generation | Gas_Generation | G Gas_Generation | 13.3362 | 0 | System | Generator | G XRoads2 | Gas | Generation | 1 | GWh | 13.3362 | 4.4454 | 4.4454 | 0 | 0 | 0 | 0 | 0 | 4.302 | 0 | 0 | 0 | 0 | 0 | 0 | 0 | 0 | 0 | 0 | 0
G XRoads2_Capacity Factor | Gas_Capacity Factor | G Gas_Capacity Factor | 2.0243 | 0 | System | Generator | G XRoads2 | Gas | Capacity Factor | 1 | % | 2.0243 | 0.67662 | 0.67662 | 0 | 0 | 0 | 0 | 0 | 0.65301 | 0 | 0 | 0 | 0 | 0 | 0 | 0 | 0 | 0 | 0 | 0
G XRoads2_FO&M Cost | Gas_FO&M Cost | G Gas_FO&M Cost | 0 | 0 | System | Generator | G XRoads2 | Gas | FO&M Cost | 1 | 0 | 0 | 0 | 0 | 0 | 0 | 0 | 0 | 0 | 0 | 0 | 0 | 0 | 0 | 0 | 0 | 0 | 0 | 0 | 0 | 0
G XRoads2_Generation Cost | Gas_Generation Cost | G Gas_Generation Cost | 475.0663 | 0 | System | Generator | G XRoads2 | Gas | Generation Cost | 1 | 0 | 475.0663 | 184.1897 | 190.6294 | 0 | 0 | 0 | 0 | 0 | 197.5971 | 0 | 0 | 0 | 0 | 0 | 0 | 0 | 0 | 0 | 0 | 0
G XRoads2_Fixed Costs | Gas_Fixed Costs | G Gas_Fixed Costs | 0 | 0 | System | Generator | G XRoads2 | Gas | Fixed Costs | 1 | 0 | 0 | 0 | 0 | 0 | 0 | 0 | 0 | 0 | 0 | 0 | 0 | 0 | 0 | 0 | 0 | 0 | 0 | 0 | 0 | 0
G XRoads2_Pool Revenue | Gas_Pool Revenue | G Gas_Pool Revenue | 498.9244 | 0 | System | Generator | G XRoads2 | Gas | Pool Revenue | 1 | 0 | 498.9244 | 185.5108 | 197.593 | 0 | 0 | 0 | 0 | 0 | 122.0764 | 0 | 0 | 0 | 0 | 0 | 0 | 0 | 0 | 0 | 0 | 0
G XRoads2_Max Capacity | Gas_Max Capacity | G Gas_Max Capacity | 75 | 0 | System | Generator | G XRoads2 | Gas | Max Capacity | 1 | MW | 75 | 75 | 75 | 75 | 75 | 75 | 75 | 75 | 75 | 75 | 75 | 75 | 75 | 75 | 75 | 75 | 75 | 75 | 75 | 75
G XRoads2_Installed Capacity | Gas_Installed Capacity | G Gas_Installed Capacity | 75 | 0 | System | Generator | G XRoads2 | Gas | Installed Capacity | 1 | MW | 75 | 75 | 75 | 75 | 75 | 75 | 75 | 75 | 75 | 75 | 75 | 75 | 75 | 75 | 75 | 75 | 75 | 75 | 75 | 75
G XRoads2_Firm Capacity | Gas_Firm Capacity | G Gas_Firm Capacity | 76.3 | 0 | System | Generator | G XRoads2 | Gas | Firm Capacity | 1 | MW | 76.3 | 76.3 | 76.3 | 76.3 | 76.3 | 76.3 | 76.3 | 76.3 | 76.3 | 76.3 | 76.3 | 76.3 | 76.3 | 76.3 | 76.3 | 76.3 | 76.3 | 76.3 | 76.3 | 76.3
G XRoads2_Forced Outage Rate | Gas_Forced Outage Rate | G Gas_Forced Outage Rate | 3.6 | 0 | System | Generator | G XRoads2 | Gas | Forced Outage Rate | 1 | % | 3.6 | 3.6 | 3.6 | 3.6 | 3.6 | 3.6 | 3.6 | 3.6 | 3.6 | 3.6 | 3.6 | 3.6 | 3.6 | 3.6 | 3.6 | 3.6 | 3.6 | 3.6 | 3.6 | 3.6
G XRoads2_Outage Rate | Gas_Outage Rate | G Gas_Outage Rate | 4.4 | 0 | System | Generator | G XRoads2 | Gas | Outage Rate | 1 | % | 4.4 | 4.4 | 4.4 | 4.4 | 4.4 | 4.4 | 4.4 | 4.4 | 4.4 | 4.4 | 4.4 | 4.4 | 4.4 | 4.4 | 4.4 | 4.4 | 4.4 | 4.4 | 4.4 | 4.4
G XRoads2_Units Built | Gas_Units Built | G Gas_Units Built | 0 | 0 | System | Generator | G XRoads2 | Gas | Units Built | 1 | - | 0 | 0 | 0 | 0 | 0 | 0 | 0 | 0 | 0 | 0 | 0 | 0 | 0 | 0 | 0 | 0 | 0 | 0 | 0 | 0
G XRoads2_Units Retired | Gas_Units Retired | G Gas_Units Retired | 0 | 0 | System | Generator | G XRoads2 | Gas | Units Retired | 1 | - | 0 | 0 | 0 | 0 | 0 | 0 | 0 | 0 | 0 | 0 | 0 | 0 | 0 | 0 | 0 | 0 | 0 | 0 | 0 | 0
G XRoads2_Capacity Built | Gas_Capacity Built | G Gas_Capacity Built | 0 | 0 | System | Generator | G XRoads2 | Gas | Capacity Built | 1 | MW | 0 | 0 | 0 | 0 | 0 | 0 | 0 | 0 | 0 | 0 | 0 | 0 | 0 | 0 | 0 | 0 | 0 | 0 | 0 | 0
G XRoads3_Units | Gas_Units | G Gas_Units | 1 | 0 | System | Generator | G XRoads3 | Gas | Units | 1 | - | bar: 2024 to 2043
G XRoads3_Generation | Gas_Generation | G Gas_Generation | 18.1871 | 0 | System | Generator | G XRoads3 | Gas | Generation | 1 | GWh | 18.1871 | 4.5468 | 9.0935 | 0 | 0 | 0 | 0 | 15.5651 | 12.502 | 0 | 0 | 0 | 0 | 0 | 1.1507 | 0 | 0 | 0 | 0 | 0
G XRoads3_Capacity Factor | Gas_Capacity Factor | G Gas_Capacity Factor | 2.7606 | 0 | System | Generator | G XRoads3 | Gas | Capacity Factor | 1 | % | 2.7606 | 0.69205 | 1.3841 | 0 | 0 | 0 | 0 | 2.3691 | 1.8977 | 0 | 0 | 0 | 0 | 0 | 0.17515 | 0 | 0 | 0 | 0 | 0
G XRoads3_FO&M Cost | Gas_FO&M Cost | G Gas_FO&M Cost | 0 | 0 | System | Generator | G XRoads3 | Gas | FO&M Cost | 1 | 0 | 0 | 0 | 0 | 0 | 0 | 0 | 0 | 0 | 0 | 0 | 0 | 0 | 0 | 0 | 0 | 0 | 0 | 0 | 0 | 0
G XRoads3_Generation Cost | Gas_Generation Cost | G Gas_Generation Cost | 694.075 | 0 | System | Generator | G XRoads3 | Gas | Generation Cost | 1 | 0 | 644.5966 | 187.4349 | 387.9755 | 0 | 0 | 0 | 0 | 694.075 | 583.3877 | 0 | 0 | 0 | 0 | 0 | 72.839 | 0 | 0 | 0 | 0 | 0
G XRoads3_Fixed Costs | Gas_Fixed Costs | G Gas_Fixed Costs | 0 | 0 | System | Generator | G XRoads3 | Gas | Fixed Costs | 1 | 0 | 0 | 0 | 0 | 0 | 0 | 0 | 0 | 0 | 0 | 0 | 0 | 0 | 0 | 0 | 0 | 0 | 0 | 0 | 0 | 0
G XRoads3_Pool Revenue | Gas_Pool Revenue | G Gas_Pool Revenue | 672.0859 | 0 | System | Generator | G XRoads3 | Gas | Pool Revenue | 1 | 0 | 672.0859 | 189.7411 | 396.7343 | 0 | 0 | 0 | 0 | 534.0821 | 453.9218 | 0 | 0 | 0 | 0 | 0 | 58.2209 | 0 | 0 | 0 | 0 | 0
G XRoads3_Max Capacity | Gas_Max Capacity | G Gas_Max Capacity | 75 | 0 | System | Generator | G XRoads3 | Gas | Max Capacity | 1 | MW | 75 | 75 | 75 | 75 | 75 | 75 | 75 | 75 | 75 | 75 | 75 | 75 | 75 | 75 | 75 | 75 | 75 | 75 | 75 | 75
G XRoads3_Installed Capacity | Gas_Installed Capacity | G Gas_Installed Capacity | 75 | 0 | System | Generator | G XRoads3 | Gas | Installed Capacity | 1 | MW | 75 | 75 | 75 | 75 | 75 | 75 | 75 | 75 | 75 | 75 | 75 | 75 | 75 | 75 | 75 | 75 | 75 | 75 | 75 | 75
G XRoads3_Firm Capacity | Gas_Firm Capacity | G Gas_Firm Capacity | 75.3 | 0 | System | Generator | G XRoads3 | Gas | Firm Capacity | 1 | MW | 75.3 | 75.3 | 75.3 | 75.3 | 75.3 | 75.3 | 75.3 | 75.3 | 75.3 | 75.3 | 75.3 | 75.3 | 75.3 | 75.3 | 75.3 | 75.3 | 75.3 | 75.3 | 75.3 | 75.3
G XRoads3_Forced Outage Rate | Gas_Forced Outage Rate | G Gas_Forced Outage Rate | 1.41 | 0 | System | Generator | G XRoads3 | Gas | Forced Outage Rate | 1 | % | 1.41 | 1.41 | 1.41 | 1.41 | 1.41 | 1.41 | 1.41 | 1.41 | 1.41 | 1.41 | 1.41 | 1.41 | 1.41 | 1.41 | 1.41 | 1.41 | 1.41 | 1.41 | 1.41 | 1.41
G XRoads3_Outage Rate | Gas_Outage Rate | G Gas_Outage Rate | 2.22 | 0 | System | Generator | G XRoads3 | Gas | Outage Rate | 1 | % | 2.22 | 2.22 | 2.22 | 2.22 | 2.22 | 2.22 | 2.22 | 2.22 | 2.22 | 2.22 | 2.22 | 2.22 | 2.22 | 2.22 | 2.22 | 2.22 | 2.22 | 2.22 | 2.22 | 2.22
G XRoads3_Units Built | Gas_Units Built | G Gas_Units Built | 0 | 0 | System | Generator | G XRoads3 | Gas | Units Built | 1 | - | 0 | 0 | 0 | 0 | 0 | 0 | 0 | 0 | 0 | 0 | 0 | 0 | 0 | 0 | 0 | 0 | 0 | 0 | 0 | 0
G XRoads3_Units Retired | Gas_Units Retired | G Gas_Units Retired | 0 | 0 | System | Generator | G XRoads3 | Gas | Units Retired | 1 | - | 0 | 0 | 0 | 0 | 0 | 0 | 0 | 0 | 0 | 0 | 0 | 0 | 0 | 0 | 0 | 0 | 0 | 0 | 0 | 0
G XRoads3_Capacity Built | Gas_Capacity Built | G Gas_Capacity Built | 0 | 0 | System | Generator | G XRoads3 | Gas | Capacity Built | 1 | MW | 0 | 0 | 0 | 0 | 0 | 0 | 0 | 0 | 0 | 0 | 0 | 0 | 0 | 0 | 0 | 0 | 0 | 0 | 0 | 0
G XRoads4_Units | Gas_Units | G Gas_Units | 1 | 0 | System | Generator | G XRoads4 | Gas | Units | 1 | - | bar: 2024 to 2043
G XRoads4_Generation | Gas_Generation | G Gas_Generation | 18.0327 | 0 | System | Generator | G XRoads4 | Gas | Generation | 1 | GWh | 18.0327 | 4.5082 | 9.0163 | 0 | 0 | 0 | 0 | 1.737 | 4.3628 | 0 | 0 | 0 | 0 | 0 | 0 | 0 | 0 | 0 | 0 | 0
G XRoads4_Capacity Factor | Gas_Capacity Factor | G Gas_Capacity Factor | 2.7372 | 0 | System | Generator | G XRoads4 | Gas | Capacity Factor | 1 | % | 2.7372 | 0.68618 | 1.3724 | 0 | 0 | 0 | 0 | 0.26438 | 0.66223 | 0 | 0 | 0 | 0 | 0 | 0 | 0 | 0 | 0 | 0 | 0
G XRoads4_FO&M Cost | Gas_FO&M Cost | G Gas_FO&M Cost | 0 | 0 | System | Generator | G XRoads4 | Gas | FO&M Cost | 1 | 0 | 0 | 0 | 0 | 0 | 0 | 0 | 0 | 0 | 0 | 0 | 0 | 0 | 0 | 0 | 0 | 0 | 0 | 0 | 0 | 0
G XRoads4_Generation Cost | Gas_Generation Cost | G Gas_Generation Cost | 640.3419 | 0 | System | Generator | G XRoads4 | Gas | Generation Cost | 1 | 0 | 640.3419 | 186.1993 | 385.4182 | 0 | 0 | 0 | 0 | 78.2382 | 199.7545 | 0 | 0 | 0 | 0 | 0 | 0 | 0 | 0 | 0 | 0 | 0
G XRoads4_Fixed Costs | Gas_Fixed Costs | G Gas_Fixed Costs | 0 | 0 | System | Generator | G XRoads4 | Gas | Fixed Costs | 1 | 0 | 0 | 0 | 0 | 0 | 0 | 0 | 0 | 0 | 0 | 0 | 0 | 0 | 0 | 0 | 0 | 0 | 0 | 0 | 0 | 0
G XRoads4_Pool Revenue | Gas_Pool Revenue | G Gas_Pool Revenue | 666.381 | 0 | System | Generator | G XRoads4 | Gas | Pool Revenue | 1 | 0 | 666.381 | 188.1305 | 393.3666 | 0 | 0 | 0 | 0 | 64.1381 | 123.8003 | 0 | 0 | 0 | 0 | 0 | 0 | 0 | 0 | 0 | 0 | 0
G XRoads4_Max Capacity | Gas_Max Capacity | G Gas_Max Capacity | 75 | 0 | System | Generator | G XRoads4 | Gas | Max Capacity | 1 | MW | 75 | 75 | 75 | 75 | 75 | 75 | 75 | 75 | 75 | 75 | 75 | 75 | 75 | 75 | 75 | 75 | 75 | 75 | 75 | 75
G XRoads4_Installed Capacity | Gas_Installed Capacity | G Gas_Installed Capacity | 75 | 0 | System | Generator | G XRoads4 | Gas | Installed Capacity | 1 | MW | 75 | 75 | 75 | 75 | 75 | 75 | 75 | 75 | 75 | 75 | 75 | 75 | 75 | 75 | 75 | 75 | 75 | 75 | 75 | 75
G XRoads4_Firm Capacity | Gas_Firm Capacity | G Gas_Firm Capacity | 75.3 | 0 | System | Generator | G XRoads4 | Gas | Firm Capacity | 1 | MW | 75.3 | 75.3 | 75.3 | 75.3 | 75.3 | 75.3 | 75.3 | 75.3 | 75.3 | 75.3 | 75.3 | 75.3 | 75.3 | 75.3 | 75.3 | 75.3 | 75.3 | 75.3 | 75.3 | 75.3
G XRoads4_Forced Outage Rate | Gas_Forced Outage Rate | G Gas_Forced Outage Rate | 2.15 | 0 | System | Generator | G XRoads4 | Gas | Forced Outage Rate | 1 | % | 2.15 | 2.15 | 2.15 | 2.15 | 2.15 | 2.15 | 2.15 | 2.15 | 2.15 | 2.15 | 2.15 | 2.15 | 2.15 | 2.15 | 2.15 | 2.15 | 2.15 | 2.15 | 2.15 | 2.15
G XRoads4_Outage Rate | Gas_Outage Rate | G Gas_Outage Rate | 3.05 | 0 | System | Generator | G XRoads4 | Gas | Outage Rate | 1 | % | 3.05 | 3.05 | 3.05 | 3.05 | 3.05 | 3.05 | 3.05 | 3.05 | 3.05 | 3.05 | 3.05 | 3.05 | 3.05 | 3.05 | 3.05 | 3.05 | 3.05 | 3.05 | 3.05 | 3.05
G XRoads4_Units Built | Gas_Units Built | G Gas_Units Built | 0 | 0 | System | Generator | G XRoads4 | Gas | Units Built | 1 | - | 0 | 0 | 0 | 0 | 0 | 0 | 0 | 0 | 0 | 0 | 0 | 0 | 0 | 0 | 0 | 0 | 0 | 0 | 0 | 0
G XRoads4_Units Retired | Gas_Units Retired | G Gas_Units Retired | 0 | 0 | System | Generator | G XRoads4 | Gas | Units Retired | 1 | - | 0 | 0 | 0 | 0 | 0 | 0 | 0 | 0 | 0 | 0 | 0 | 0 | 0 | 0 | 0 | 0 | 0 | 0 | 0 | 0
G XRoads4_Capacity Built | Gas_Capacity Built | G Gas_Capacity Built | 0 | 0 | System | Generator | G XRoads4 | Gas | Capacity Built | 1 | MW | 0 | 0 | 0 | 0 | 0 | 0 | 0 | 0 | 0 | 0 | 0 | 0 | 0 | 0 | 0 | 0 | 0 | 0 | 0 | 0
G LakeRoad6_Units | Oil_Units | G Oil_Units | 1 | 0 | System | Generator | G LakeRoad6 | Oil | Units | 1 | - | bar: 2024 to 2043
G LakeRoad6_Generation | Oil_Generation | G Oil_Generation | 0 | 0 | System | Generator | G LakeRoad6 | Oil | Generation | 1 | GWh | 0 | 0 | 0 | 0 | 0 | 0 | 0 | 0 | 0 | 0 | 0 | 0 | 0 | 0 | 0 | 0 | 0 | 0 | 0 | 0
G LakeRoad6_Capacity Factor | Oil_Capacity Factor | G Oil_Capacity Factor | 0 | 0 | System | Generator | G LakeRoad6 | Oil | Capacity Factor | 1 | % | 0 | 0 | 0 | 0 | 0 | 0 | 0 | 0 | 0 | 0 | 0 | 0 | 0 | 0 | 0 | 0 | 0 | 0 | 0 | 0
G LakeRoad6_FO&M Cost | Oil_FO&M Cost | G Oil_FO&M Cost | 0 | 0 | System | Generator | G LakeRoad6 | Oil | FO&M Cost | 1 | 0 | 0 | 0 | 0 | 0 | 0 | 0 | 0 | 0 | 0 | 0 | 0 | 0 | 0 | 0 | 0 | 0 | 0 | 0 | 0 | 0
G LakeRoad6_Generation Cost | Oil_Generation Cost | G Oil_Generation Cost | 0 | 0 | System | Generator | G LakeRoad6 | Oil | Generation Cost | 1 | 0 | 0 | 0 | 0 | 0 | 0 | 0 | 0 | 0 | 0 | 0 | 0 | 0 | 0 | 0 | 0 | 0 | 0 | 0 | 0 | 0
G LakeRoad6_Fixed Costs | Oil_Fixed Costs | G Oil_Fixed Costs | 0 | 0 | System | Generator | G LakeRoad6 | Oil | Fixed Costs | 1 | 0 | 0 | 0 | 0 | 0 | 0 | 0 | 0 | 0 | 0 | 0 | 0 | 0 | 0 | 0 | 0 | 0 | 0 | 0 | 0 | 0
G LakeRoad6_Pool Revenue | Oil_Pool Revenue | G Oil_Pool Revenue | 0 | 0 | System | Generator | G LakeRoad6 | Oil | Pool Revenue | 1 | 0 | 0 | 0 | 0 | 0 | 0 | 0 | 0 | 0 | 0 | 0 | 0 | 0 | 0 | 0 | 0 | 0 | 0 | 0 | 0 | 0
G LakeRoad6_Max Capacity | Oil_Max Capacity | G Oil_Max Capacity | 18 | 0 | System | Generator | G LakeRoad6 | Oil | Max Capacity | 1 | MW | 18 | 18 | 18 | 18 | 18 | 18 | 18 | 18 | 18 | 18 | 18 | 18 | 18 | 18 | 18 | 18 | 18 | 18 | 18 | 18
G LakeRoad6_Installed Capacity | Oil_Installed Capacity | G Oil_Installed Capacity | 18 | 0 | System | Generator | G LakeRoad6 | Oil | Installed Capacity | 1 | MW | 18 | 18 | 18 | 18 | 18 | 18 | 18 | 18 | 18 | 18 | 18 | 18 | 18 | 18 | 18 | 18 | 18 | 18 | 18 | 18
G LakeRoad6_Firm Capacity | Oil_Firm Capacity | G Oil_Firm Capacity | 20 | 0 | System | Generator | G LakeRoad6 | Oil | Firm Capacity | 1 | MW | 20 | 20 | 20 | 20 | 20 | 20 | 20 | 20 | 20 | 20 | 20 | 20 | 20 | 20 | 20 | 20 | 20 | 20 | 20 | 20
G LakeRoad6_Forced Outage Rate | Oil_Forced Outage Rate | G Oil_Forced Outage Rate | 5.33 | 0 | System | Generator | G LakeRoad6 | Oil | Forced Outage Rate | 1 | % | 5.33 | 5.33 | 5.33 | 5.33 | 5.33 | 5.33 | 5.33 | 5.33 | 5.33 | 5.33 | 5.33 | 5.33 | 5.33 | 5.33 | 5.33 | 5.33 | 5.33 | 5.33 | 5.33 | 5.33
G LakeRoad6_Outage Rate | Oil_Outage Rate | G Oil_Outage Rate | 9.7 | 0 | System | Generator | G LakeRoad6 | Oil | Outage Rate | 1 | % | 9.7 | 9.7 | 9.7 | 9.7 | 9.7 | 9.7 | 9.7 | 9.7 | 9.7 | 9.7 | 9.7 | 9.7 | 9.7 | 9.7 | 9.7 | 9.7 | 9.7 | 9.7 | 9.7 | 9.7
G LakeRoad6_Units Built | Oil_Units Built | G Oil_Units Built | 0 | 0 | System | Generator | G LakeRoad6 | Oil | Units Built | 1 | - | 0 | 0 | 0 | 0 | 0 | 0 | 0 | 0 | 0 | 0 | 0 | 0 | 0 | 0 | 0 | 0 | 0 | 0 | 0 | 0
G LakeRoad6_Units Retired | Oil_Units Retired | G Oil_Units Retired | 0 | 0 | System | Generator | G LakeRoad6 | Oil | Units Retired | 1 | - | 0 | 0 | 0 | 0 | 0 | 0 | 0 | 0 | 0 | 0 | 0 | 0 | 0 | 0 | 0 | 0 | 0 | 0 | 0 | 0
G LakeRoad6_Capacity Built | Oil_Capacity Built | G Oil_Capacity Built | 0 | 0 | System | Generator | G LakeRoad6 | Oil | Capacity Built | 1 | MW | 0 | 0 | 0 | 0 | 0 | 0 | 0 | 0 | 0 | 0 | 0 | 0 | 0 | 0 | 0 | 0 | 0 | 0 | 0 | 0
G LakeRoad7_Units | Oil_Units | G Oil_Units | 1 | 0 | System | Generator | G LakeRoad7 | Oil | Units | 1 | - | bar: 2024 to 2043
G LakeRoad7_Generation | Oil_Generation | G Oil_Generation | 0 | 0 | System | Generator | G LakeRoad7 | Oil | Generation | 1 | GWh | 0 | 0 | 0 | 0 | 0 | 0 | 0 | 0 | 0 | 0 | 0 | 0 | 0 | 0 | 0 | 0 | 0 | 0 | 0 | 0
G LakeRoad7_Capacity Factor | Oil_Capacity Factor | G Oil_Capacity Factor | 0 | 0 | System | Generator | G LakeRoad7 | Oil | Capacity Factor | 1 | % | 0 | 0 | 0 | 0 | 0 | 0 | 0 | 0 | 0 | 0 | 0 | 0 | 0 | 0 | 0 | 0 | 0 | 0 | 0 | 0
G LakeRoad7_FO&M Cost | Oil_FO&M Cost | G Oil_FO&M Cost | 0 | 0 | System | Generator | G LakeRoad7 | Oil | FO&M Cost | 1 | 0 | 0 | 0 | 0 | 0 | 0 | 0 | 0 | 0 | 0 | 0 | 0 | 0 | 0 | 0 | 0 | 0 | 0 | 0 | 0 | 0
G LakeRoad7_Generation Cost | Oil_Generation Cost | G Oil_Generation Cost | 0 | 0 | System | Generator | G LakeRoad7 | Oil | Generation Cost | 1 | 0 | 0 | 0 | 0 | 0 | 0 | 0 | 0 | 0 | 0 | 0 | 0 | 0 | 0 | 0 | 0 | 0 | 0 | 0 | 0 | 0
G LakeRoad7_Fixed Costs | Oil_Fixed Costs | G Oil_Fixed Costs | 0 | 0 | System | Generator | G LakeRoad7 | Oil | Fixed Costs | 1 | 0 | 0 | 0 | 0 | 0 | 0 | 0 | 0 | 0 | 0 | 0 | 0 | 0 | 0 | 0 | 0 | 0 | 0 | 0 | 0 | 0
G LakeRoad7_Pool Revenue | Oil_Pool Revenue | G Oil_Pool Revenue | 0 | 0 | System | Generator | G LakeRoad7 | Oil | Pool Revenue | 1 | 0 | 0 | 0 | 0 | 0 | 0 | 0 | 0 | 0 | 0 | 0 | 0 | 0 | 0 | 0 | 0 | 0 | 0 | 0 | 0 | 0
G LakeRoad7_Max Capacity | Oil_Max Capacity | G Oil_Max Capacity | 18 | 0 | System | Generator | G LakeRoad7 | Oil | Max Capacity | 1 | MW | 18 | 18 | 18 | 18 | 18 | 18 | 18 | 18 | 18 | 18 | 18 | 18 | 18 | 18 | 18 | 18 | 18 | 18 | 18 | 18
G LakeRoad7_Installed Capacity | Oil_Installed Capacity | G Oil_Installed Capacity | 18 | 0 | System | Generator | G LakeRoad7 | Oil | Installed Capacity | 1 | MW | 18 | 18 | 18 | 18 | 18 | 18 | 18 | 18 | 18 | 18 | 18 | 18 | 18 | 18 | 18 | 18 | 18 | 18 | 18 | 18
G LakeRoad7_Firm Capacity | Oil_Firm Capacity | G Oil_Firm Capacity | 21.1 | 0 | System | Generator | G LakeRoad7 | Oil | Firm Capacity | 1 | MW | 21.1 | 21.1 | 21.1 | 21.1 | 21.1 | 21.1 | 21.1 | 21.1 | 21.1 | 21.1 | 21.1 | 21.1 | 21.1 | 21.1 | 21.1 | 21.1 | 21.1 | 21.1 | 21.1 | 21.1
G LakeRoad7_Forced Outage Rate | Oil_Forced Outage Rate | G Oil_Forced Outage Rate | 3.61 | 0 | System | Generator | G LakeRoad7 | Oil | Forced Outage Rate | 1 | % | 3.61 | 3.61 | 3.61 | 3.61 | 3.61 | 3.61 | 3.61 | 3.61 | 3.61 | 3.61 | 3.61 | 3.61 | 3.61 | 3.61 | 3.61 | 3.61 | 3.61 | 3.61 | 3.61 | 3.61
G LakeRoad7_Outage Rate | Oil_Outage Rate | G Oil_Outage Rate | 8.29 | 0 | System | Generator | G LakeRoad7 | Oil | Outage Rate | 1 | % | 8.29 | 8.29 | 8.29 | 8.29 | 8.29 | 8.29 | 8.29 | 8.29 | 8.29 | 8.29 | 8.29 | 8.29 | 8.29 | 8.29 | 8.29 | 8.29 | 8.29 | 8.29 | 8.29 | 8.29
G LakeRoad7_Units Built | Oil_Units Built | G Oil_Units Built | 0 | 0 | System | Generator | G LakeRoad7 | Oil | Units Built | 1 | - | 0 | 0 | 0 | 0 | 0 | 0 | 0 | 0 | 0 | 0 | 0 | 0 | 0 | 0 | 0 | 0 | 0 | 0 | 0 | 0
G LakeRoad7_Units Retired | Oil_Units Retired | G Oil_Units Retired | 0 | 0 | System | Generator | G LakeRoad7 | Oil | Units Retired | 1 | - | 0 | 0 | 0 | 0 | 0 | 0 | 0 | 0 | 0 | 0 | 0 | 0 | 0 | 0 | 0 | 0 | 0 | 0 | 0 | 0
G LakeRoad7_Capacity Built | Oil_Capacity Built | G Oil_Capacity Built | 0 | 0 | System | Generator | G LakeRoad7 | Oil | Capacity Built | 1 | MW | 0 | 0 | 0 | 0 | 0 | 0 | 0 | 0 | 0 | 0 | 0 | 0 | 0 | 0 | 0 | 0 | 0 | 0 | 0 | 0
G Nevada1_Units | Oil_Units | G Oil_Units | 1 | 0 | System | Generator | G Nevada1 | Oil | Units | 1 | - | bar: 2024 to 2043
G Nevada1_Generation | Oil_Generation | G Oil_Generation | 0 | 0 | System | Generator | G Nevada1 | Oil | Generation | 1 | GWh | 0 | 0 | 0 | 0 | 0 | 0 | 0 | 0 | 0 | 0 | 0 | 0 | 0 | 0 | 0 | 0 | 0 | 0 | 0 | 0
G Nevada1_Capacity Factor | Oil_Capacity Factor | G Oil_Capacity Factor | 0 | 0 | System | Generator | G Nevada1 | Oil | Capacity Factor | 1 | % | 0 | 0 | 0 | 0 | 0 | 0 | 0 | 0 | 0 | 0 | 0 | 0 | 0 | 0 | 0 | 0 | 0 | 0 | 0 | 0
G Nevada1_FO&M Cost | Oil_FO&M Cost | G Oil_FO&M Cost | 0 | 0 | System | Generator | G Nevada1 | Oil | FO&M Cost | 1 | 0 | 0 | 0 | 0 | 0 | 0 | 0 | 0 | 0 | 0 | 0 | 0 | 0 | 0 | 0 | 0 | 0 | 0 | 0 | 0 | 0
G Nevada1_Generation Cost | Oil_Generation Cost | G Oil_Generation Cost | 0 | 0 | System | Generator | G Nevada1 | Oil | Generation Cost | 1 | 0 | 0 | 0 | 0 | 0 | 0 | 0 | 0 | 0 | 0 | 0 | 0 | 0 | 0 | 0 | 0 | 0 | 0 | 0 | 0 | 0
G Nevada1_Fixed Costs | Oil_Fixed Costs | G Oil_Fixed Costs | 0 | 0 | System | Generator | G Nevada1 | Oil | Fixed Costs | 1 | 0 | 0 | 0 | 0 | 0 | 0 | 0 | 0 | 0 | 0 | 0 | 0 | 0 | 0 | 0 | 0 | 0 | 0 | 0 | 0 | 0
G Nevada1_Pool Revenue | Oil_Pool Revenue | G Oil_Pool Revenue | 0 | 0 | System | Generator | G Nevada1 | Oil | Pool Revenue | 1 | 0 | 0 | 0 | 0 | 0 | 0 | 0 | 0 | 0 | 0 | 0 | 0 | 0 | 0 | 0 | 0 | 0 | 0 | 0 | 0 | 0
G Nevada1_Max Capacity | Oil_Max Capacity | G Oil_Max Capacity | 17 | 0 | System | Generator | G Nevada1 | Oil | Max Capacity | 1 | MW | 17 | 17 | 17 | 17 | 17 | 17 | 17 | 17 | 17 | 17 | 17 | 17 | 17 | 17 | 17 | 17 | 17 | 17 | 17 | 17
G Nevada1_Installed Capacity | Oil_Installed Capacity | G Oil_Installed Capacity | 17 | 0 | System | Generator | G Nevada1 | Oil | Installed Capacity | 1 | MW | 17 | 17 | 17 | 17 | 17 | 17 | 17 | 17 | 17 | 17 | 17 | 17 | 17 | 17 | 17 | 17 | 17 | 17 | 17 | 17
G Nevada1_Firm Capacity | Oil_Firm Capacity | G Oil_Firm Capacity | 16 | 0 | System | Generator | G Nevada1 | Oil | Firm Capacity | 1 | MW | 16 | 16 | 16 | 16 | 16 | 16 | 16 | 16 | 16 | 16 | 16 | 16 | 16 | 16 | 16 | 16 | 16 | 16 | 16 | 16
G Nevada1_Forced Outage Rate | Oil_Forced Outage Rate | G Oil_Forced Outage Rate | 16.66 | 0 | System | Generator | G Nevada1 | Oil | Forced Outage Rate | 1 | % | 16.66 | 16.66 | 16.66 | 16.66 | 16.66 | 16.66 | 16.66 | 16.66 | 16.66 | 16.66 | 16.66 | 16.66 | 16.66 | 16.66 | 16.66 | 16.66 | 16.66 | 16.66 | 16.66 | 16.66
G Nevada1_Outage Rate | Oil_Outage Rate | G Oil_Outage Rate | 17.01 | 0 | System | Generator | G Nevada1 | Oil | Outage Rate | 1 | % | 17.01 | 17.01 | 17.01 | 17.01 | 17.01 | 17.01 | 17.01 | 17.01 | 17.01 | 17.01 | 17.01 | 17.01 | 17.01 | 17.01 | 17.01 | 17.01 | 17.01 | 17.01 | 17.01 | 17.01
G Nevada1_Units Built | Oil_Units Built | G Oil_Units Built | 0 | 0 | System | Generator | G Nevada1 | Oil | Units Built | 1 | - | 0 | 0 | 0 | 0 | 0 | 0 | 0 | 0 | 0 | 0 | 0 | 0 | 0 | 0 | 0 | 0 | 0 | 0 | 0 | 0
G Nevada1_Units Retired | Oil_Units Retired | G Oil_Units Retired | 0 | 0 | System | Generator | G Nevada1 | Oil | Units Retired | 1 | - | 0 | 0 | 0 | 0 | 0 | 0 | 0 | 0 | 0 | 0 | 0 | 0 | 0 | 0 | 0 | 0 | 0 | 0 | 0 | 0
G Nevada1_Capacity Built | Oil_Capacity Built | G Oil_Capacity Built | 0 | 0 | System | Generator | G Nevada1 | Oil | Capacity Built | 1 | MW | 0 | 0 | 0 | 0 | 0 | 0 | 0 | 0 | 0 | 0 | 0 | 0 | 0 | 0 | 0 | 0 | 0 | 0 | 0 | 0
G LANDFILLGAS_Units | LandfillGas_Units | G LandfillGas_Units | 1 | 0 | System | Generator | G LANDFILLGAS | LandfillGas | Units | 1 | - | bar: 2024 to 2043
G LANDFILLGAS_Generation | LandfillGas_Generation | G LandfillGas_Generation | 4.392 | 0 | System | Generator | G LANDFILLGAS | LandfillGas | Generation | 1 | GWh | 4.392 | 4.38 | 4.38 | 4.38 | 4.392 | 4.38 | 4.38 | 4.38 | 4.392 | 4.38 | 4.38 | 4.38 | 4.392 | 4.38 | 4.38 | 4.38 | 4.392 | 4.38 | 4.38 | 4.38
G LANDFILLGAS_Capacity Factor | LandfillGas_Capacity Factor | G LandfillGas_Capacity Factor | 31.25 | 0 | System | Generator | G LANDFILLGAS | LandfillGas | Capacity Factor | 1 | % | 31.25 | 31.25 | 31.25 | 31.25 | 31.25 | 31.25 | 31.25 | 31.25 | 31.25 | 31.25 | 31.25 | 31.25 | 31.25 | 31.25 | 31.25 | 31.25 | 31.25 | 31.25 | 31.25 | 31.25
G LANDFILLGAS_FO&M Cost | LandfillGas_FO&M Cost | G LandfillGas_FO&M Cost | 0 | 0 | System | Generator | G LANDFILLGAS | LandfillGas | FO&M Cost | 1 | 0 | 0 | 0 | 0 | 0 | 0 | 0 | 0 | 0 | 0 | 0 | 0 | 0 | 0 | 0 | 0 | 0 | 0 | 0 | 0 | 0
G LANDFILLGAS_Generation Cost | LandfillGas_Generation Cost | G LandfillGas_Generation Cost | 0 | 0 | System | Generator | G LANDFILLGAS | LandfillGas | Generation Cost | 1 | 0 | 0 | 0 | 0 | 0 | 0 | 0 | 0 | 0 | 0 | 0 | 0 | 0 | 0 | 0 | 0 | 0 | 0 | 0 | 0 | 0
G LANDFILLGAS_Fixed Costs | LandfillGas_Fixed Costs | G LandfillGas_Fixed Costs | 0 | 0 | System | Generator | G LANDFILLGAS | LandfillGas | Fixed Costs | 1 | 0 | 0 | 0 | 0 | 0 | 0 | 0 | 0 | 0 | 0 | 0 | 0 | 0 | 0 | 0 | 0 | 0 | 0 | 0 | 0 | 0
G LANDFILLGAS_Pool Revenue | LandfillGas_Pool Revenue | G LandfillGas_Pool Revenue | 130.2014 | 0 | System | Generator | G LANDFILLGAS | LandfillGas | Pool Revenue | 1 | 0 | 62.4167 | 67.5229 | 72.8412 | 78.1613 | 83.2366 | 87.8426 | 92.6839 | 97.5256 | 102.6487 | 104.8971 | 107.4277 | 109.9581 | 112.8097 | 115.0194 | 117.5494 | 120.0797 | 122.9728 | 125.1411 | 127.6705 | 130.2014
G LANDFILLGAS_Max Capacity | LandfillGas_Max Capacity | G LandfillGas_Max Capacity | 1.6 | 0 | System | Generator | G LANDFILLGAS | LandfillGas | Max Capacity | 1 | MW | 1.6 | 1.6 | 1.6 | 1.6 | 1.6 | 1.6 | 1.6 | 1.6 | 1.6 | 1.6 | 1.6 | 1.6 | 1.6 | 1.6 | 1.6 | 1.6 | 1.6 | 1.6 | 1.6 | 1.6
G LANDFILLGAS_Installed Capacity | LandfillGas_Installed Capacity | G LandfillGas_Installed Capacity | 1.6 | 0 | System | Generator | G LANDFILLGAS | LandfillGas | Installed Capacity | 1 | MW | 1.6 | 1.6 | 1.6 | 1.6 | 1.6 | 1.6 | 1.6 | 1.6 | 1.6 | 1.6 | 1.6 | 1.6 | 1.6 | 1.6 | 1.6 | 1.6 | 1.6 | 1.6 | 1.6 | 1.6
G LANDFILLGAS_Firm Capacity | LandfillGas_Firm Capacity | G LandfillGas_Firm Capacity | 1.5 | 0 | System | Generator | G LANDFILLGAS | LandfillGas | Firm Capacity | 1 | MW | 1.5 | 1.5 | 1.5 | 1.5 | 1.5 | 1.5 | 1.5 | 1.5 | 1.5 | 1.5 | 1.5 | 1.5 | 1.5 | 1.5 | 1.5 | 1.5 | 1.5 | 1.5 | 1.5 | 1.5
G LANDFILLGAS_Forced Outage Rate | LandfillGas_Forced Outage Rate | G LandfillGas_Forced Outage Rate | 0 | 0 | System | Generator | G LANDFILLGAS | LandfillGas | Forced Outage Rate | 1 | % | 0 | 0 | 0 | 0 | 0 | 0 | 0 | 0 | 0 | 0 | 0 | 0 | 0 | 0 | 0 | 0 | 0 | 0 | 0 | 0
G LANDFILLGAS_Outage Rate | LandfillGas_Outage Rate | G LandfillGas_Outage Rate | 0 | 0 | System | Generator | G LANDFILLGAS | LandfillGas | Outage Rate | 1 | % | 0 | 0 | 0 | 0 | 0 | 0 | 0 | 0 | 0 | 0 | 0 | 0 | 0 | 0 | 0 | 0 | 0 | 0 | 0 | 0
G LANDFILLGAS_Units Built | LandfillGas_Units Built | G LandfillGas_Units Built | 0 | 0 | System | Generator | G LANDFILLGAS | LandfillGas | Units Built | 1 | - | 0 | 0 | 0 | 0 | 0 | 0 | 0 | 0 | 0 | 0 | 0 | 0 | 0 | 0 | 0 | 0 | 0 | 0 | 0 | 0
G LANDFILLGAS_Units Retired | LandfillGas_Units Retired | G LandfillGas_Units Retired | 0 | 0 | System | Generator | G LANDFILLGAS | LandfillGas | Units Retired | 1 | - | 0 | 0 | 0 | 0 | 0 | 0 | 0 | 0 | 0 | 0 | 0 | 0 | 0 | 0 | 0 | 0 | 0 | 0 | 0 | 0
G LANDFILLGAS_Capacity Built | LandfillGas_Capacity Built | G LandfillGas_Capacity Built | 0 | 0 | System | Generator | G LANDFILLGAS | LandfillGas | Capacity Built | 1 | MW | 0 | 0 | 0 | 0 | 0 | 0 | 0 | 0 | 0 | 0 | 0 | 0 | 0 | 0 | 0 | 0 | 0 | 0 | 0 | 0
G CIMARRON3_Units | Wind PPA_Units | G Wind PPA_Units | 1 | 0 | System | Generator | G CIMARRON3 | Wind PPA | Units | 1 | - | 1 | 1 | 1 | 1 | 1 | 1 | 1 | 1 | 1 | 1 | 1 | 1 | 0 | 0 | 0 | 0 | 0 | 0 | 0 | 0
G CIMARRON3_Generation | Wind PPA_Generation | G Wind PPA_Generation | 539.6052 | 0 | System | Generator | G CIMARRON3 | Wind PPA | Generation | 1 | GWh | 539.6052 | 539.0964 | 539.0964 | 539.0964 | 539.6052 | 539.0964 | 539.0964 | 539.0964 | 539.6052 | 539.0964 | 539.0964 | 495.2976 | 0 | 0 | 0 | 0 | 0 | 0 | 0 | 0
G CIMARRON3_Capacity Factor | Wind PPA_Capacity Factor | G Wind PPA_Capacity Factor | 47.3878 | 0 | System | Generator | G CIMARRON3 | Wind PPA | Capacity Factor | 1 | % | 47.2542 | 47.339 | 47.339 | 47.339 | 47.2542 | 47.339 | 47.339 | 47.339 | 47.2542 | 47.339 | 47.339 | 47.3878 | 0 | 0 | 0 | 0 | 0 | 0 | 0 | 0
G CIMARRON3_FO&M Cost | Wind PPA_FO&M Cost | G Wind PPA_FO&M Cost | 0 | 0 | System | Generator | G CIMARRON3 | Wind PPA | FO&M Cost | 1 | 0 | 0 | 0 | 0 | 0 | 0 | 0 | 0 | 0 | 0 | 0 | 0 | 0 | 0 | 0 | 0 | 0 | 0 | 0 | 0 | 0
G CIMARRON3_Generation Cost | Wind PPA_Generation Cost | G Wind PPA_Generation Cost | 9011.4072 | 0 | System | Generator | G CIMARRON3 | Wind PPA | Generation Cost | 1 | 0 | 9011.4072 | 9002.9102 | 9002.9102 | 9002.9102 | 9011.4072 | 9002.9102 | 9002.9102 | 9002.9102 | 9011.4072 | 9002.9102 | 9002.9102 | 8271.4697 | 0 | 0 | 0 | 0 | 0 | 0 | 0 | 0
G CIMARRON3_Fixed Costs | Wind PPA_Fixed Costs | G Wind PPA_Fixed Costs | 0 | 0 | System | Generator | G CIMARRON3 | Wind PPA | Fixed Costs | 1 | 0 | 0 | 0 | 0 | 0 | 0 | 0 | 0 | 0 | 0 | 0 | 0 | 0 | 0 | 0 | 0 | 0 | 0 | 0 | 0 | 0
G CIMARRON3_Pool Revenue | Wind PPA_Pool Revenue | G Wind PPA_Pool Revenue | 8029.0317 | 0 | System | Generator | G CIMARRON3 | Wind PPA | Pool Revenue | 1 | 0 | 4702.1577 | 5361.4424 | 6014.8384 | 6900.7222 | 6999.5049 | 7084.4727 | 7177.3706 | 7427.2627 | 7519.8237 | 7771.4448 | 8029.0317 | 7545.1323 | 0 | 0 | 0 | 0 | 0 | 0 | 0 | 0
G CIMARRON3_Max Capacity | Wind PPA_Max Capacity | G Wind PPA_Max Capacity | 130 | 0 | System | Generator | G CIMARRON3 | Wind PPA | Max Capacity | 1 | MW | 130 | 130 | 130 | 130 | 130 | 130 | 130 | 130 | 130 | 130 | 130 | 130 | 0 | 0 | 0 | 0 | 0 | 0 | 0 | 0
G CIMARRON3_Installed Capacity | Wind PPA_Installed Capacity | G Wind PPA_Installed Capacity | 130 | 0 | System | Generator | G CIMARRON3 | Wind PPA | Installed Capacity | 1 | MW | 130 | 130 | 130 | 130 | 130 | 130 | 130 | 130 | 130 | 130 | 130 | 130 | 0 | 0 | 0 | 0 | 0 | 0 | 0 | 0
G CIMARRON3_Firm Capacity | Wind PPA_Firm Capacity | G Wind PPA_Firm Capacity | 100.1 | 0 | System | Generator | G CIMARRON3 | Wind PPA | Firm Capacity | 1 | MW | 100.1 | 100.1 | 19.62 | 19.62 | 19.62 | 19.62 | 19.62 | 19.62 | 19.62 | 19.62 | 19.62 | 19.62 | 0 | 0 | 0 | 0 | 0 | 0 | 0 | 0
G CIMARRON3_Forced Outage Rate | Wind PPA_Forced Outage Rate | G Wind PPA_Forced Outage Rate | 0 | 0 | System | Generator | G CIMARRON3 | Wind PPA | Forced Outage Rate | 1 | % | 0 | 0 | 0 | 0 | 0 | 0 | 0 | 0 | 0 | 0 | 0 | 0 | 0 | 0 | 0 | 0 | 0 | 0 | 0 | 0
G CIMARRON3_Outage Rate | Wind PPA_Outage Rate | G Wind PPA_Outage Rate | 0 | 0 | System | Generator | G CIMARRON3 | Wind PPA | Outage Rate | 1 | % | 0 | 0 | 0 | 0 | 0 | 0 | 0 | 0 | 0 | 0 | 0 | 0 | 0 | 0 | 0 | 0 | 0 | 0 | 0 | 0
G CIMARRON3_Units Built | Wind PPA_Units Built | G Wind PPA_Units Built | 0 | 0 | System | Generator | G CIMARRON3 | Wind PPA | Units Built | 1 | - | 0 | 0 | 0 | 0 | 0 | 0 | 0 | 0 | 0 | 0 | 0 | 0 | 0 | 0 | 0 | 0 | 0 | 0 | 0 | 0
G CIMARRON3_Units Retired | Wind PPA_Units Retired | G Wind PPA_Units Retired | 0 | 0 | System | Generator | G CIMARRON3 | Wind PPA | Units Retired | 1 | - | 0 | 0 | 0 | 0 | 0 | 0 | 0 | 0 | 0 | 0 | 0 | 0 | 0 | 0 | 0 | 0 | 0 | 0 | 0 | 0
G CIMARRON3_Capacity Built | Wind PPA_Capacity Built | G Wind PPA_Capacity Built | 0 | 0 | System | Generator | G CIMARRON3 | Wind PPA | Capacity Built | 1 | MW | 0 | 0 | 0 | 0 | 0 | 0 | 0 | 0 | 0 | 0 | 0 | 0 | 0 | 0 | 0 | 0 | 0 | 0 | 0 | 0
G ENSIGN_Units | Wind PPA_Units | G Wind PPA_Units | 1 | 0 | System | Generator | G ENSIGN | Wind PPA | Units | 1 | - | 1 | 1 | 1 | 1 | 1 | 1 | 1 | 1 | 1 | 0 | 0 | 0 | 0 | 0 | 0 | 0 | 0 | 0 | 0 | 0
G ENSIGN_Generation | Wind PPA_Generation | G Wind PPA_Generation | 435.7237 | 0 | System | Generator | G ENSIGN | Wind PPA | Generation | 1 | GWh | 435.7237 | 435.1131 | 435.1131 | 435.1131 | 435.7237 | 435.1131 | 435.1131 | 435.1131 | 400.0513 | 0 | 0 | 0 | 0 | 0 | 0 | 0 | 0 | 0 | 0 | 0
G ENSIGN_Capacity Factor | Wind PPA_Capacity Factor | G Wind PPA_Capacity Factor | 51.5419 | 0 | System | Generator | G ENSIGN | Wind PPA | Capacity Factor | 1 | % | 50.156 | 50.2229 | 50.2229 | 50.2229 | 50.156 | 50.2229 | 50.2229 | 50.2229 | 51.5419 | 0 | 0 | 0 | 0 | 0 | 0 | 0 | 0 | 0 | 0 | 0
G ENSIGN_FO&M Cost | Wind PPA_FO&M Cost | G Wind PPA_FO&M Cost | 0 | 0 | System | Generator | G ENSIGN | Wind PPA | FO&M Cost | 1 | 0 | 0 | 0 | 0 | 0 | 0 | 0 | 0 | 0 | 0 | 0 | 0 | 0 | 0 | 0 | 0 | 0 | 0 | 0 | 0 | 0
G ENSIGN_Generation Cost | Wind PPA_Generation Cost | G Wind PPA_Generation Cost | 12047.7607 | 0 | System | Generator | G ENSIGN | Wind PPA | Generation Cost | 1 | 0 | 12047.7607 | 12030.876 | 12030.876 | 12030.876 | 12047.7607 | 12030.876 | 12030.876 | 12030.876 | 11061.418 | 0 | 0 | 0 | 0 | 0 | 0 | 0 | 0 | 0 | 0 | 0
G ENSIGN_Fixed Costs | Wind PPA_Fixed Costs | G Wind PPA_Fixed Costs | 0 | 0 | System | Generator | G ENSIGN | Wind PPA | Fixed Costs | 1 | 0 | 0 | 0 | 0 | 0 | 0 | 0 | 0 | 0 | 0 | 0 | 0 | 0 | 0 | 0 | 0 | 0 | 0 | 0 | 0 | 0
G ENSIGN_Pool Revenue | Wind PPA_Pool Revenue | G Wind PPA_Pool Revenue | 5866.6299 | 0 | System | Generator | G ENSIGN | Wind PPA | Pool Revenue | 1 | 0 | 3593.7493 | 4106.7407 | 4613.9326 | 5394.3359 | 5476.1606 | 5547.3188 | 5621.1221 | 5866.6299 | 5417.3721 | 0 | 0 | 0 | 0 | 0 | 0 | 0 | 0 | 0 | 0 | 0
G ENSIGN_Max Capacity | Wind PPA_Max Capacity | G Wind PPA_Max Capacity | 98.9 | 0 | System | Generator | G ENSIGN | Wind PPA | Max Capacity | 1 | MW | 98.9 | 98.9 | 98.9 | 98.9 | 98.9 | 98.9 | 98.9 | 98.9 | 98.9 | 0 | 0 | 0 | 0 | 0 | 0 | 0 | 0 | 0 | 0 | 0
G ENSIGN_Installed Capacity | Wind PPA_Installed Capacity | G Wind PPA_Installed Capacity | 98.9 | 0 | System | Generator | G ENSIGN | Wind PPA | Installed Capacity | 1 | MW | 98.9 | 98.9 | 98.9 | 98.9 | 98.9 | 98.9 | 98.9 | 98.9 | 98.9 | 0 | 0 | 0 | 0 | 0 | 0 | 0 | 0 | 0 | 0 | 0
G ENSIGN_Firm Capacity | Wind PPA_Firm Capacity | G Wind PPA_Firm Capacity | 40 | 0 | System | Generator | G ENSIGN | Wind PPA | Firm Capacity | 1 | MW | 40 | 40 | 26.83 | 26.83 | 26.83 | 26.83 | 26.83 | 26.83 | 26.83 | 0 | 0 | 0 | 0 | 0 | 0 | 0 | 0 | 0 | 0 | 0
G ENSIGN_Forced Outage Rate | Wind PPA_Forced Outage Rate | G Wind PPA_Forced Outage Rate | 0 | 0 | System | Generator | G ENSIGN | Wind PPA | Forced Outage Rate | 1 | % | 0 | 0 | 0 | 0 | 0 | 0 | 0 | 0 | 0 | 0 | 0 | 0 | 0 | 0 | 0 | 0 | 0 | 0 | 0 | 0
G ENSIGN_Outage Rate | Wind PPA_Outage Rate | G Wind PPA_Outage Rate | 0 | 0 | System | Generator | G ENSIGN | Wind PPA | Outage Rate | 1 | % | 0 | 0 | 0 | 0 | 0 | 0 | 0 | 0 | 0 | 0 | 0 | 0 | 0 | 0 | 0 | 0 | 0 | 0 | 0 | 0
G ENSIGN_Units Built | Wind PPA_Units Built | G Wind PPA_Units Built | 0 | 0 | System | Generator | G ENSIGN | Wind PPA | Units Built | 1 | - | 0 | 0 | 0 | 0 | 0 | 0 | 0 | 0 | 0 | 0 | 0 | 0 | 0 | 0 | 0 | 0 | 0 | 0 | 0 | 0
G ENSIGN_Units Retired | Wind PPA_Units Retired | G Wind PPA_Units Retired | 0 | 0 | System | Generator | G ENSIGN | Wind PPA | Units Retired | 1 | - | 0 | 0 | 0 | 0 | 0 | 0 | 0 | 0 | 0 | 0 | 0 | 0 | 0 | 0 | 0 | 0 | 0 | 0 | 0 | 0
G ENSIGN_Capacity Built | Wind PPA_Capacity Built | G Wind PPA_Capacity Built | 0 | 0 | System | Generator | G ENSIGN | Wind PPA | Capacity Built | 1 | MW | 0 | 0 | 0 | 0 | 0 | 0 | 0 | 0 | 0 | 0 | 0 | 0 | 0 | 0 | 0 | 0 | 0 | 0 | 0 | 0
G GRAYCOUNTY_Units | Wind PPA_Units | G Wind PPA_Units | 1 | 0 | System | Generator | G GRAYCOUNTY | Wind PPA | Units | 1 | - | 1 | 1 | 1 | 1 | 1 | 1 | 0 | 0 | 0 | 0 | 0 | 0 | 0 | 0 | 0 | 0 | 0 | 0 | 0 | 0
G GRAYCOUNTY_Generation | Wind PPA_Generation | G Wind PPA_Generation | 251.1725 | 0 | System | Generator | G GRAYCOUNTY | Wind PPA | Generation | 1 | GWh | 251.1725 | 250.9333 | 250.9333 | 250.9333 | 251.1725 | 250.9333 | 0 | 0 | 0 | 0 | 0 | 0 | 0 | 0 | 0 | 0 | 0 | 0 | 0 | 0
G GRAYCOUNTY_Capacity Factor | Wind PPA_Capacity Factor | G Wind PPA_Capacity Factor | 27.003 | 0 | System | Generator | G GRAYCOUNTY | Wind PPA | Capacity Factor | 1 | % | 25.9948 | 26.0412 | 26.0412 | 26.0412 | 25.9948 | 27.003 | 0 | 0 | 0 | 0 | 0 | 0 | 0 | 0 | 0 | 0 | 0 | 0 | 0 | 0
G GRAYCOUNTY_FO&M Cost | Wind PPA_FO&M Cost | G Wind PPA_FO&M Cost | 0 | 0 | System | Generator | G GRAYCOUNTY | Wind PPA | FO&M Cost | 1 | 0 | 0 | 0 | 0 | 0 | 0 | 0 | 0 | 0 | 0 | 0 | 0 | 0 | 0 | 0 | 0 | 0 | 0 | 0 | 0 | 0
G GRAYCOUNTY_Generation Cost | Wind PPA_Generation Cost | G Wind PPA_Generation Cost | 7345.5278 | 0 | System | Generator | G GRAYCOUNTY | Wind PPA | Generation Cost | 1 | 0 | 6725.0864 | 6839.6191 | 6962.7319 | 7088.0615 | 7222.5239 | 7345.5278 | 0 | 0 | 0 | 0 | 0 | 0 | 0 | 0 | 0 | 0 | 0 | 0 | 0 | 0
G GRAYCOUNTY_Fixed Costs | Wind PPA_Fixed Costs | G Wind PPA_Fixed Costs | 0 | 0 | System | Generator | G GRAYCOUNTY | Wind PPA | Fixed Costs | 1 | 0 | 0 | 0 | 0 | 0 | 0 | 0 | 0 | 0 | 0 | 0 | 0 | 0 | 0 | 0 | 0 | 0 | 0 | 0 | 0 | 0
G GRAYCOUNTY_Pool Revenue | Wind PPA_Pool Revenue | G Wind PPA_Pool Revenue | 3186.5596 | 0 | System | Generator | G GRAYCOUNTY | Wind PPA | Pool Revenue | 1 | 0 | 2060.4744 | 2359.2729 | 2654.217 | 3100.8997 | 3146.9482 | 3186.5596 | 0 | 0 | 0 | 0 | 0 | 0 | 0 | 0 | 0 | 0 | 0 | 0 | 0 | 0
G GRAYCOUNTY_Max Capacity | Wind PPA_Max Capacity | G Wind PPA_Max Capacity | 110 | 0 | System | Generator | G GRAYCOUNTY | Wind PPA | Max Capacity | 1 | MW | 110 | 110 | 110 | 110 | 110 | 110 | 0 | 0 | 0 | 0 | 0 | 0 | 0 | 0 | 0 | 0 | 0 | 0 | 0 | 0
G GRAYCOUNTY_Installed Capacity | Wind PPA_Installed Capacity | G Wind PPA_Installed Capacity | 110 | 0 | System | Generator | G GRAYCOUNTY | Wind PPA | Installed Capacity | 1 | MW | 110 | 110 | 110 | 110 | 110 | 110 | 0 | 0 | 0 | 0 | 0 | 0 | 0 | 0 | 0 | 0 | 0 | 0 | 0 | 0
G GRAYCOUNTY_Firm Capacity | Wind PPA_Firm Capacity | G Wind PPA_Firm Capacity | 22.92 | 0 | System | Generator | G GRAYCOUNTY | Wind PPA | Firm Capacity | 1 | MW | 22.92 | 22.92 | 15.79 | 15.79 | 15.79 | 15.79 | 0 | 0 | 0 | 0 | 0 | 0 | 0 | 0 | 0 | 0 | 0 | 0 | 0 | 0
G GRAYCOUNTY_Forced Outage Rate | Wind PPA_Forced Outage Rate | G Wind PPA_Forced Outage Rate | 0 | 0 | System | Generator | G GRAYCOUNTY | Wind PPA | Forced Outage Rate | 1 | % | 0 | 0 | 0 | 0 | 0 | 0 | 0 | 0 | 0 | 0 | 0 | 0 | 0 | 0 | 0 | 0 | 0 | 0 | 0 | 0
G GRAYCOUNTY_Outage Rate | Wind PPA_Outage Rate | G Wind PPA_Outage Rate | 0 | 0 | System | Generator | G GRAYCOUNTY | Wind PPA | Outage Rate | 1 | % | 0 | 0 | 0 | 0 | 0 | 0 | 0 | 0 | 0 | 0 | 0 | 0 | 0 | 0 | 0 | 0 | 0 | 0 | 0 | 0
G GRAYCOUNTY_Units Built | Wind PPA_Units Built | G Wind PPA_Units Built | 0 | 0 | System | Generator | G GRAYCOUNTY | Wind PPA | Units Built | 1 | - | 0 | 0 | 0 | 0 | 0 | 0 | 0 | 0 | 0 | 0 | 0 | 0 | 0 | 0 | 0 | 0 | 0 | 0 | 0 | 0
G GRAYCOUNTY_Units Retired | Wind PPA_Units Retired | G Wind PPA_Units Retired | 0 | 0 | System | Generator | G GRAYCOUNTY | Wind PPA | Units Retired | 1 | - | 0 | 0 | 0 | 0 | 0 | 0 | 0 | 0 | 0 | 0 | 0 | 0 | 0 | 0 | 0 | 0 | 0 | 0 | 0 | 0
G GRAYCOUNTY_Capacity Built | Wind PPA_Capacity Built | G Wind PPA_Capacity Built | 0 | 0 | System | Generator | G GRAYCOUNTY | Wind PPA | Capacity Built | 1 | MW | 0 | 0 | 0 | 0 | 0 | 0 | 0 | 0 | 0 | 0 | 0 | 0 | 0 | 0 | 0 | 0 | 0 | 0 | 0 | 0
G OSBORN_Units | Wind PPA_Units | G Wind PPA_Units | 1 | 0 | System | Generator | G OSBORN | Wind PPA | Units | 1 | - | 1 | 1 | 1 | 1 | 1 | 1 | 1 | 1 | 1 | 1 | 1 | 1 | 1 | 0 | 0 | 0 | 0 | 0 | 0 | 0
G OSBORN_Generation | Wind PPA_Generation | G Wind PPA_Generation | 333.7947 | 0 | System | Generator | G OSBORN | Wind PPA | Generation | 1 | GWh | 333.7947 | 332.1344 | 332.1344 | 332.1344 | 333.7947 | 332.1344 | 332.1344 | 332.1344 | 333.7947 | 332.1344 | 332.1344 | 332.1344 | 326.5102 | 0 | 0 | 0 | 0 | 0 | 0 | 0
G OSBORN_Capacity Factor | Wind PPA_Capacity Factor | G Wind PPA_Capacity Factor | 48.727 | 0 | System | Generator | G OSBORN | Wind PPA | Capacity Factor | 1 | % | 47.5004 | 47.3936 | 47.3936 | 47.3936 | 47.5004 | 47.3936 | 47.3936 | 47.3936 | 47.5004 | 47.3936 | 47.3936 | 47.3936 | 48.727 | 0 | 0 | 0 | 0 | 0 | 0 | 0
G OSBORN_FO&M Cost | Wind PPA_FO&M Cost | G Wind PPA_FO&M Cost | 0 | 0 | System | Generator | G OSBORN | Wind PPA | FO&M Cost | 1 | 0 | 0 | 0 | 0 | 0 | 0 | 0 | 0 | 0 | 0 | 0 | 0 | 0 | 0 | 0 | 0 | 0 | 0 | 0 | 0 | 0
G OSBORN_Generation Cost | Wind PPA_Generation Cost | G Wind PPA_Generation Cost | 10514.5332 | 0 | System | Generator | G OSBORN | Wind PPA | Generation Cost | 1 | 0 | 10514.5332 | 10462.2344 | 10462.2344 | 10462.2344 | 10514.5332 | 10462.2344 | 10462.2344 | 10462.2344 | 10514.5332 | 10462.2344 | 10462.2344 | 10462.2344 | 10285.0703 | 0 | 0 | 0 | 0 | 0 | 0 | 0
G OSBORN_Fixed Costs | Wind PPA_Fixed Costs | G Wind PPA_Fixed Costs | 0 | 0 | System | Generator | G OSBORN | Wind PPA | Fixed Costs | 1 | 0 | 0 | 0 | 0 | 0 | 0 | 0 | 0 | 0 | 0 | 0 | 0 | 0 | 0 | 0 | 0 | 0 | 0 | 0 | 0 | 0
G OSBORN_Pool Revenue | Wind PPA_Pool Revenue | G Wind PPA_Pool Revenue | 5084.5122 | 0 | System | Generator | G OSBORN | Wind PPA | Pool Revenue | 1 | 0 | 3037.2625 | 3416.1016 | 3811.6609 | 4252.7993 | 4331.9409 | 4368.6812 | 4427.999 | 4536.1328 | 4614.7397 | 4738.0801 | 4884.0181 | 5034.3086 | 5084.5122 | 0 | 0 | 0 | 0 | 0 | 0 | 0
G OSBORN_Max Capacity | Wind PPA_Max Capacity | G Wind PPA_Max Capacity | 80 | 0 | System | Generator | G OSBORN | Wind PPA | Max Capacity | 1 | MW | 80 | 80 | 80 | 80 | 80 | 80 | 80 | 80 | 80 | 80 | 80 | 80 | 80 | 0 | 0 | 0 | 0 | 0 | 0 | 0
G OSBORN_Installed Capacity | Wind PPA_Installed Capacity | G Wind PPA_Installed Capacity | 80 | 0 | System | Generator | G OSBORN | Wind PPA | Installed Capacity | 1 | MW | 80 | 80 | 80 | 80 | 80 | 80 | 80 | 80 | 80 | 80 | 80 | 80 | 80 | 0 | 0 | 0 | 0 | 0 | 0 | 0
G OSBORN_Firm Capacity | Wind PPA_Firm Capacity | G Wind PPA_Firm Capacity | 15.28 | 0 | System | Generator | G OSBORN | Wind PPA | Firm Capacity | 1 | MW | 13.8 | 13.8 | 15.28 | 15.28 | 15.28 | 15.28 | 15.28 | 15.28 | 15.28 | 15.28 | 15.28 | 15.28 | 15.28 | 0 | 0 | 0 | 0 | 0 | 0 | 0
G OSBORN_Forced Outage Rate | Wind PPA_Forced Outage Rate | G Wind PPA_Forced Outage Rate | 0 | 0 | System | Generator | G OSBORN | Wind PPA | Forced Outage Rate | 1 | % | 0 | 0 | 0 | 0 | 0 | 0 | 0 | 0 | 0 | 0 | 0 | 0 | 0 | 0 | 0 | 0 | 0 | 0 | 0 | 0
G OSBORN_Outage Rate | Wind PPA_Outage Rate | G Wind PPA_Outage Rate | 0 | 0 | System | Generator | G OSBORN | Wind PPA | Outage Rate | 1 | % | 0 | 0 | 0 | 0 | 0 | 0 | 0 | 0 | 0 | 0 | 0 | 0 | 0 | 0 | 0 | 0 | 0 | 0 | 0 | 0
G OSBORN_Units Built | Wind PPA_Units Built | G Wind PPA_Units Built | 0 | 0 | System | Generator | G OSBORN | Wind PPA | Units Built | 1 | - | 0 | 0 | 0 | 0 | 0 | 0 | 0 | 0 | 0 | 0 | 0 | 0 | 0 | 0 | 0 | 0 | 0 | 0 | 0 | 0
G OSBORN_Units Retired | Wind PPA_Units Retired | G Wind PPA_Units Retired | 0 | 0 | System | Generator | G OSBORN | Wind PPA | Units Retired | 1 | - | 0 | 0 | 0 | 0 | 0 | 0 | 0 | 0 | 0 | 0 | 0 | 0 | 0 | 0 | 0 | 0 | 0 | 0 | 0 | 0
G OSBORN_Capacity Built | Wind PPA_Capacity Built | G Wind PPA_Capacity Built | 0 | 0 | System | Generator | G OSBORN | Wind PPA | Capacity Built | 1 | MW | 0 | 0 | 0 | 0 | 0 | 0 | 0 | 0 | 0 | 0 | 0 | 0 | 0 | 0 | 0 | 0 | 0 | 0 | 0 | 0
G PRAIRIEQUEEN_Units | Wind PPA_Units | G Wind PPA_Units | 1 | 0 | System | Generator | G PRAIRIEQUEEN | Wind PPA | Units | 1 | - | 1 | 1 | 1 | 1 | 1 | 1 | 1 | 1 | 1 | 1 | 1 | 1 | 1 | 1 | 1 | 1 | 0 | 0 | 0 | 0
G PRAIRIEQUEEN_Generation | Wind PPA_Generation | G Wind PPA_Generation | 331.7532 | 0 | System | Generator | G PRAIRIEQUEEN | Wind PPA | Generation | 1 | GWh | 331.7532 | 330.5861 | 330.5861 | 330.5861 | 331.7532 | 330.5861 | 330.5861 | 330.5861 | 331.7532 | 330.5861 | 330.5861 | 330.5861 | 331.7532 | 330.5861 | 330.5861 | 199.9296 | 0 | 0 | 0 | 0
G PRAIRIEQUEEN_Capacity Factor | Wind PPA_Capacity Factor | G Wind PPA_Capacity Factor | 34.3344 | 0 | System | Generator | G PRAIRIEQUEEN | Wind PPA | Capacity Factor | 1 | % | 34.3344 | 34.3074 | 34.3074 | 34.3074 | 34.3344 | 34.3074 | 34.3074 | 34.3074 | 34.3344 | 34.3074 | 34.3074 | 34.3074 | 34.3344 | 34.3074 | 34.3074 | 34.113 | 0 | 0 | 0 | 0
G PRAIRIEQUEEN_FO&M Cost | Wind PPA_FO&M Cost | G Wind PPA_FO&M Cost | 0 | 0 | System | Generator | G PRAIRIEQUEEN | Wind PPA | FO&M Cost | 1 | 0 | 0 | 0 | 0 | 0 | 0 | 0 | 0 | 0 | 0 | 0 | 0 | 0 | 0 | 0 | 0 | 0 | 0 | 0 | 0 | 0
G PRAIRIEQUEEN_Generation Cost | Wind PPA_Generation Cost | G Wind PPA_Generation Cost | 4893.3594 | 0 | System | Generator | G PRAIRIEQUEEN | Wind PPA | Generation Cost | 1 | 0 | 4893.3594 | 4876.145 | 4876.145 | 4876.145 | 4893.3594 | 4876.145 | 4876.145 | 4876.145 | 4893.3594 | 4876.145 | 4876.145 | 4876.145 | 4893.3594 | 4876.145 | 4876.145 | 2948.9614 | 0 | 0 | 0 | 0
G PRAIRIEQUEEN_Fixed Costs | Wind PPA_Fixed Costs | G Wind PPA_Fixed Costs | 0 | 0 | System | Generator | G PRAIRIEQUEEN | Wind PPA | Fixed Costs | 1 | 0 | 0 | 0 | 0 | 0 | 0 | 0 | 0 | 0 | 0 | 0 | 0 | 0 | 0 | 0 | 0 | 0 | 0 | 0 | 0 | 0
G PRAIRIEQUEEN_Pool Revenue | Wind PPA_Pool Revenue | G Wind PPA_Pool Revenue | 5354.7271 | 0 | System | Generator | G PRAIRIEQUEEN | Wind PPA | Pool Revenue | 1 | 0 | 2868.0098 | 3236.2625 | 3607.1531 | 4087.5105 | 4163.3193 | 4210.5659 | 4266.4326 | 4412.1982 | 4483.9395 | 4618.6655 | 4765.1074 | 4913.6035 | 5080.333 | 5208.2661 | 5354.7271 | 3274.8367 | 0 | 0 | 0 | 0
G PRAIRIEQUEEN_Max Capacity | Wind PPA_Max Capacity | G Wind PPA_Max Capacity | 110 | 0 | System | Generator | G PRAIRIEQUEEN | Wind PPA | Max Capacity | 1 | MW | 110 | 110 | 110 | 110 | 110 | 110 | 110 | 110 | 110 | 110 | 110 | 110 | 110 | 110 | 110 | 110 | 0 | 0 | 0 | 0
G PRAIRIEQUEEN_Installed Capacity | Wind PPA_Installed Capacity | G Wind PPA_Installed Capacity | 110 | 0 | System | Generator | G PRAIRIEQUEEN | Wind PPA | Installed Capacity | 1 | MW | 110 | 110 | 110 | 110 | 110 | 110 | 110 | 110 | 110 | 110 | 110 | 110 | 110 | 110 | 110 | 110 | 0 | 0 | 0 | 0
G PRAIRIEQUEEN_Firm Capacity | Wind PPA_Firm Capacity | G Wind PPA_Firm Capacity | 31.76 | 0 | System | Generator | G PRAIRIEQUEEN | Wind PPA | Firm Capacity | 1 | MW | 31.76 | 31.76 | 23.39 | 23.39 | 23.39 | 23.39 | 23.39 | 23.39 | 23.39 | 23.39 | 23.39 | 23.39 | 23.39 | 23.39 | 23.39 | 23.39 | 0 | 0 | 0 | 0
G PRAIRIEQUEEN_Forced Outage Rate | Wind PPA_Forced Outage Rate | G Wind PPA_Forced Outage Rate | 0 | 0 | System | Generator | G PRAIRIEQUEEN | Wind PPA | Forced Outage Rate | 1 | % | 0 | 0 | 0 | 0 | 0 | 0 | 0 | 0 | 0 | 0 | 0 | 0 | 0 | 0 | 0 | 0 | 0 | 0 | 0 | 0
G PRAIRIEQUEEN_Outage Rate | Wind PPA_Outage Rate | G Wind PPA_Outage Rate | 0 | 0 | System | Generator | G PRAIRIEQUEEN | Wind PPA | Outage Rate | 1 | % | 0 | 0 | 0 | 0 | 0 | 0 | 0 | 0 | 0 | 0 | 0 | 0 | 0 | 0 | 0 | 0 | 0 | 0 | 0 | 0
G PRAIRIEQUEEN_Units Built | Wind PPA_Units Built | G Wind PPA_Units Built | 0 | 0 | System | Generator | G PRAIRIEQUEEN | Wind PPA | Units Built | 1 | - | 0 | 0 | 0 | 0 | 0 | 0 | 0 | 0 | 0 | 0 | 0 | 0 | 0 | 0 | 0 | 0 | 0 | 0 | 0 | 0
G PRAIRIEQUEEN_Units Retired | Wind PPA_Units Retired | G Wind PPA_Units Retired | 0 | 0 | System | Generator | G PRAIRIEQUEEN | Wind PPA | Units Retired | 1 | - | 0 | 0 | 0 | 0 | 0 | 0 | 0 | 0 | 0 | 0 | 0 | 0 | 0 | 0 | 0 | 0 | 0 | 0 | 0 | 0
G PRAIRIEQUEEN_Capacity Built | Wind PPA_Capacity Built | G Wind PPA_Capacity Built | 0 | 0 | System | Generator | G PRAIRIEQUEEN | Wind PPA | Capacity Built | 1 | MW | 0 | 0 | 0 | 0 | 0 | 0 | 0 | 0 | 0 | 0 | 0 | 0 | 0 | 0 | 0 | 0 | 0 | 0 | 0 | 0
G PRATT_Units | Wind PPA_Units | G Wind PPA_Units | 1 | 0 | System | Generator | G PRATT | Wind PPA | Units | 1 | - | bar: 2024 to 2043
G PRATT_Generation | Wind PPA_Generation | G Wind PPA_Generation | 579.801 | 0 | System | Generator | G PRATT | Wind PPA | Generation | 1 | GWh | 579.801 | 577.3395 | 577.3395 | 577.3395 | 579.801 | 577.3395 | 577.3395 | 577.3395 | 579.801 | 577.3395 | 577.3395 | 577.3395 | 579.801 | 577.3395 | 577.3395 | 577.3395 | 579.801 | 577.3395 | 577.3395 | 577.3395
G PRATT_Capacity Factor | Wind PPA_Capacity Factor | G Wind PPA_Capacity Factor | 49.2586 | 0 | System | Generator | G PRATT | Wind PPA | Capacity Factor | 1 | % | 49.2586 | 49.1838 | 49.1838 | 49.1838 | 49.2586 | 49.1838 | 49.1838 | 49.1838 | 49.2586 | 49.1838 | 49.1838 | 49.1838 | 49.2586 | 49.1838 | 49.1838 | 49.1838 | 49.2586 | 49.1838 | 49.1838 | 49.1838
G PRATT_FO&M Cost | Wind PPA_FO&M Cost | G Wind PPA_FO&M Cost | 0 | 0 | System | Generator | G PRATT | Wind PPA | FO&M Cost | 1 | 0 | 0 | 0 | 0 | 0 | 0 | 0 | 0 | 0 | 0 | 0 | 0 | 0 | 0 | 0 | 0 | 0 | 0 | 0 | 0 | 0
G PRATT_Generation Cost | Wind PPA_Generation Cost | G Wind PPA_Generation Cost | 8320.1445 | 0 | System | Generator | G PRATT | Wind PPA | Generation Cost | 1 | 0 | 8320.1445 | 8284.8213 | 8284.8213 | 8284.8213 | 8320.1445 | 8284.8213 | 8284.8213 | 8284.8213 | 8320.1445 | 8284.8213 | 8284.8213 | 8284.8213 | 8320.1445 | 8284.8213 | 8284.8213 | 8284.8213 | 8320.1445 | 8284.8213 | 8284.8213 | 8284.8213
G PRATT_Fixed Costs | Wind PPA_Fixed Costs | G Wind PPA_Fixed Costs | 0 | 0 | System | Generator | G PRATT | Wind PPA | Fixed Costs | 1 | 0 | 0 | 0 | 0 | 0 | 0 | 0 | 0 | 0 | 0 | 0 | 0 | 0 | 0 | 0 | 0 | 0 | 0 | 0 | 0 | 0
G PRATT_Pool Revenue | Wind PPA_Pool Revenue | G Wind PPA_Pool Revenue | 11161.6846 | 0 | System | Generator | G PRATT | Wind PPA | Pool Revenue | 1 | 0 | 5384.5088 | 6060.1533 | 6760.1621 | 7536.3135 | 7673.3657 | 7748.1011 | 7855.8223 | 8049.2549 | 8185.126 | 8417.5596 | 8683.1064 | 8955.1553 | 9273.9014 | 9495.6377 | 9762.9678 | 10077.0498 | 10391.1309 | 10605.9727 | 10876.6172 | 11161.6846
G PRATT_Max Capacity | Wind PPA_Max Capacity | G Wind PPA_Max Capacity | 134 | 0 | System | Generator | G PRATT | Wind PPA | Max Capacity | 1 | MW | 134 | 134 | 134 | 134 | 134 | 134 | 134 | 134 | 134 | 134 | 134 | 134 | 134 | 134 | 134 | 134 | 134 | 134 | 134 | 134
G PRATT_Installed Capacity | Wind PPA_Installed Capacity | G Wind PPA_Installed Capacity | 134 | 0 | System | Generator | G PRATT | Wind PPA | Installed Capacity | 1 | MW | 134 | 134 | 134 | 134 | 134 | 134 | 134 | 134 | 134 | 134 | 134 | 134 | 134 | 134 | 134 | 134 | 134 | 134 | 134 | 134
G PRATT_Firm Capacity | Wind PPA_Firm Capacity | G Wind PPA_Firm Capacity | 85.22 | 0 | System | Generator | G PRATT | Wind PPA | Firm Capacity | 1 | MW | 85.22 | 85.22 | 39.81 | 39.81 | 39.81 | 39.81 | 39.81 | 39.81 | 39.81 | 39.81 | 39.81 | 39.81 | 39.81 | 39.81 | 39.81 | 39.81 | 39.81 | 39.81 | 39.81 | 39.81
G PRATT_Forced Outage Rate | Wind PPA_Forced Outage Rate | G Wind PPA_Forced Outage Rate | 0 | 0 | System | Generator | G PRATT | Wind PPA | Forced Outage Rate | 1 | % | 0 | 0 | 0 | 0 | 0 | 0 | 0 | 0 | 0 | 0 | 0 | 0 | 0 | 0 | 0 | 0 | 0 | 0 | 0 | 0
G PRATT_Outage Rate | Wind PPA_Outage Rate | G Wind PPA_Outage Rate | 0 | 0 | System | Generator | G PRATT | Wind PPA | Outage Rate | 1 | % | 0 | 0 | 0 | 0 | 0 | 0 | 0 | 0 | 0 | 0 | 0 | 0 | 0 | 0 | 0 | 0 | 0 | 0 | 0 | 0
G PRATT_Units Built | Wind PPA_Units Built | G Wind PPA_Units Built | 0 | 0 | System | Generator | G PRATT | Wind PPA | Units Built | 1 | - | 0 | 0 | 0 | 0 | 0 | 0 | 0 | 0 | 0 | 0 | 0 | 0 | 0 | 0 | 0 | 0 | 0 | 0 | 0 | 0
G PRATT_Units Retired | Wind PPA_Units Retired | G Wind PPA_Units Retired | 0 | 0 | System | Generator | G PRATT | Wind PPA | Units Retired | 1 | - | 0 | 0 | 0 | 0 | 0 | 0 | 0 | 0 | 0 | 0 | 0 | 0 | 0 | 0 | 0 | 0 | 0 | 0 | 0 | 0
G PRATT_Capacity Built | Wind PPA_Capacity Built | G Wind PPA_Capacity Built | 0 | 0 | System | Generator | G PRATT | Wind PPA | Capacity Built | 1 | MW | 0 | 0 | 0 | 0 | 0 | 0 | 0 | 0 | 0 | 0 | 0 | 0 | 0 | 0 | 0 | 0 | 0 | 0 | 0 | 0
G ROCKCREEK_Units | Wind PPA_Units | G Wind PPA_Units | 1 | 0 | System | Generator | G ROCKCREEK | Wind PPA | Units | 1 | - | 1 | 1 | 1 | 1 | 1 | 1 | 1 | 1 | 1 | 1 | 1 | 1 | 1 | 1 | 0 | 0 | 0 | 0 | 0 | 0
G ROCKCREEK_Generation | Wind PPA_Generation | G Wind PPA_Generation | 443.0155 | 0 | System | Generator | G ROCKCREEK | Wind PPA | Generation | 1 | GWh | 443.0155 | 442.0878 | 442.0878 | 442.0878 | 443.0155 | 442.0878 | 442.0878 | 442.0878 | 443.0155 | 442.0878 | 442.0878 | 442.0878 | 443.0155 | 382.4282 | 0 | 0 | 0 | 0 | 0 | 0
G ROCKCREEK_Capacity Factor | Wind PPA_Capacity Factor | G Wind PPA_Capacity Factor | 42.5601 | 0 | System | Generator | G ROCKCREEK | Wind PPA | Capacity Factor | 1 | % | 42.0286 | 42.0555 | 42.0555 | 42.0555 | 42.0286 | 42.0555 | 42.0555 | 42.0555 | 42.0286 | 42.0555 | 42.0555 | 42.0555 | 42.0286 | 42.5601 | 0 | 0 | 0 | 0 | 0 | 0
G ROCKCREEK_FO&M Cost | Wind PPA_FO&M Cost | G Wind PPA_FO&M Cost | 0 | 0 | System | Generator | G ROCKCREEK | Wind PPA | FO&M Cost | 1 | 0 | 0 | 0 | 0 | 0 | 0 | 0 | 0 | 0 | 0 | 0 | 0 | 0 | 0 | 0 | 0 | 0 | 0 | 0 | 0 | 0
G ROCKCREEK_Generation Cost | Wind PPA_Generation Cost | G Wind PPA_Generation Cost | 13268.3145 | 0 | System | Generator | G ROCKCREEK | Wind PPA | Generation Cost | 1 | 0 | 13268.3145 | 13240.5312 | 13240.5312 | 13240.5312 | 13268.3145 | 13240.5312 | 13240.5312 | 13240.5312 | 13268.3145 | 13240.5312 | 13240.5312 | 13240.5312 | 13268.3145 | 11453.7227 | 0 | 0 | 0 | 0 | 0 | 0
G ROCKCREEK_Fixed Costs | Wind PPA_Fixed Costs | G Wind PPA_Fixed Costs | 0 | 0 | System | Generator | G ROCKCREEK | Wind PPA | Fixed Costs | 1 | 0 | 0 | 0 | 0 | 0 | 0 | 0 | 0 | 0 | 0 | 0 | 0 | 0 | 0 | 0 | 0 | 0 | 0 | 0 | 0 | 0
G ROCKCREEK_Pool Revenue | Wind PPA_Pool Revenue | G Wind PPA_Pool Revenue | 6849.3599 | 0 | System | Generator | G ROCKCREEK | Wind PPA | Pool Revenue | 1 | 0 | 3899.167 | 4410.6948 | 4924.0552 | 5562.9521 | 5651.8384 | 5721.7334 | 5797.5474 | 5964.2788 | 6051.8252 | 6235.3403 | 6432.3052 | 6631.1348 | 6849.3599 | 6038.0669 | 0 | 0 | 0 | 0 | 0 | 0
G ROCKCREEK_Max Capacity | Wind PPA_Max Capacity | G Wind PPA_Max Capacity | 120 | 0 | System | Generator | G ROCKCREEK | Wind PPA | Max Capacity | 1 | MW | 120 | 120 | 120 | 120 | 120 | 120 | 120 | 120 | 120 | 120 | 120 | 120 | 120 | 120 | 0 | 0 | 0 | 0 | 0 | 0
G ROCKCREEK_Installed Capacity | Wind PPA_Installed Capacity | G Wind PPA_Installed Capacity | 120 | 0 | System | Generator | G ROCKCREEK | Wind PPA | Installed Capacity | 1 | MW | 120 | 120 | 120 | 120 | 120 | 120 | 120 | 120 | 120 | 120 | 120 | 120 | 120 | 120 | 0 | 0 | 0 | 0 | 0 | 0
G ROCKCREEK_Firm Capacity | Wind PPA_Firm Capacity | G Wind PPA_Firm Capacity | 26.72 | 0 | System | Generator | G ROCKCREEK | Wind PPA | Firm Capacity | 1 | MW | 20.69 | 20.69 | 26.72 | 26.72 | 26.72 | 26.72 | 26.72 | 26.72 | 26.72 | 26.72 | 26.72 | 26.72 | 26.72 | 26.72 | 0 | 0 | 0 | 0 | 0 | 0
G ROCKCREEK_Forced Outage Rate | Wind PPA_Forced Outage Rate | G Wind PPA_Forced Outage Rate | 0 | 0 | System | Generator | G ROCKCREEK | Wind PPA | Forced Outage Rate | 1 | % | 0 | 0 | 0 | 0 | 0 | 0 | 0 | 0 | 0 | 0 | 0 | 0 | 0 | 0 | 0 | 0 | 0 | 0 | 0 | 0
G ROCKCREEK_Outage Rate | Wind PPA_Outage Rate | G Wind PPA_Outage Rate | 0 | 0 | System | Generator | G ROCKCREEK | Wind PPA | Outage Rate | 1 | % | 0 | 0 | 0 | 0 | 0 | 0 | 0 | 0 | 0 | 0 | 0 | 0 | 0 | 0 | 0 | 0 | 0 | 0 | 0 | 0
G ROCKCREEK_Units Built | Wind PPA_Units Built | G Wind PPA_Units Built | 0 | 0 | System | Generator | G ROCKCREEK | Wind PPA | Units Built | 1 | - | 0 | 0 | 0 | 0 | 0 | 0 | 0 | 0 | 0 | 0 | 0 | 0 | 0 | 0 | 0 | 0 | 0 | 0 | 0 | 0
G ROCKCREEK_Units Retired | Wind PPA_Units Retired | G Wind PPA_Units Retired | 0 | 0 | System | Generator | G ROCKCREEK | Wind PPA | Units Retired | 1 | - | 0 | 0 | 0 | 0 | 0 | 0 | 0 | 0 | 0 | 0 | 0 | 0 | 0 | 0 | 0 | 0 | 0 | 0 | 0 | 0
G ROCKCREEK_Capacity Built | Wind PPA_Capacity Built | G Wind PPA_Capacity Built | 0 | 0 | System | Generator | G ROCKCREEK | Wind PPA | Capacity Built | 1 | MW | 0 | 0 | 0 | 0 | 0 | 0 | 0 | 0 | 0 | 0 | 0 | 0 | 0 | 0 | 0 | 0 | 0 | 0 | 0 | 0
G GREENWOODSOLAR_Units | Solar_Units | G Solar_Units | 1 | 0 | System | Generator | G GREENWOODSOLAR | Solar | Units | 1 | - | bar: 2024 to 2043
G GREENWOODSOLAR_Generation | Solar_Generation | G Solar_Generation | 4.7354 | 0 | System | Generator | G GREENWOODSOLAR | Solar | Generation | 1 | GWh | 4.7354 | 4.7267 | 4.7267 | 4.7267 | 4.7354 | 4.7267 | 4.7267 | 4.7267 | 4.7354 | 4.7267 | 4.7267 | 4.7267 | 4.7354 | 4.7267 | 4.7267 | 4.7267 | 4.7354 | 4.7267 | 4.7267 | 4.7267
G GREENWOODSOLAR_Capacity Factor | Solar_Capacity Factor | G Solar_Capacity Factor | 17.9859 | 0 | System | Generator | G GREENWOODSOLAR | Solar | Capacity Factor | 1 | % | 17.9698 | 17.9859 | 17.9859 | 17.9859 | 17.9698 | 17.9859 | 17.9859 | 17.9859 | 17.9698 | 17.9859 | 17.9859 | 17.9859 | 17.9698 | 17.9859 | 17.9859 | 17.9859 | 17.9698 | 17.9859 | 17.9859 | 17.9859
G GREENWOODSOLAR_FO&M Cost | Solar_FO&M Cost | G Solar_FO&M Cost | 0 | 0 | System | Generator | G GREENWOODSOLAR | Solar | FO&M Cost | 1 | 0 | 0 | 0 | 0 | 0 | 0 | 0 | 0 | 0 | 0 | 0 | 0 | 0 | 0 | 0 | 0 | 0 | 0 | 0 | 0 | 0
G GREENWOODSOLAR_Generation Cost | Solar_Generation Cost | G Solar_Generation Cost | 0 | 0 | System | Generator | G GREENWOODSOLAR | Solar | Generation Cost | 1 | 0 | 0 | 0 | 0 | 0 | 0 | 0 | 0 | 0 | 0 | 0 | 0 | 0 | 0 | 0 | 0 | 0 | 0 | 0 | 0 | 0
G GREENWOODSOLAR_Fixed Costs | Solar_Fixed Costs | G Solar_Fixed Costs | 0 | 0 | System | Generator | G GREENWOODSOLAR | Solar | Fixed Costs | 1 | 0 | 0 | 0 | 0 | 0 | 0 | 0 | 0 | 0 | 0 | 0 | 0 | 0 | 0 | 0 | 0 | 0 | 0 | 0 | 0 | 0
G GREENWOODSOLAR_Pool Revenue | Solar_Pool Revenue | G Solar_Pool Revenue | 160.4473 | 0 | System | Generator | G GREENWOODSOLAR | Solar | Pool Revenue | 1 | 0 | 109.959 | 117.9069 | 126.5592 | 116.7146 | 123.0497 | 128.5765 | 134.5036 | 114.0114 | 119.8161 | 122.5106 | 125.5368 | 128.4654 | 131.4194 | 134.2347 | 137.3453 | 148.3041 | 152.2039 | 154.616 | 157.9727 | 160.4473
G GREENWOODSOLAR_Max Capacity | Solar_Max Capacity | G Solar_Max Capacity | 3 | 0 | System | Generator | G GREENWOODSOLAR | Solar | Max Capacity | 1 | MW | 3 | 3 | 3 | 3 | 3 | 3 | 3 | 3 | 3 | 3 | 3 | 3 | 3 | 3 | 3 | 3 | 3 | 3 | 3 | 3
G GREENWOODSOLAR_Installed Capacity | Solar_Installed Capacity | G Solar_Installed Capacity | 3 | 0 | System | Generator | G GREENWOODSOLAR | Solar | Installed Capacity | 1 | MW | 3 | 3 | 3 | 3 | 3 | 3 | 3 | 3 | 3 | 3 | 3 | 3 | 3 | 3 | 3 | 3 | 3 | 3 | 3 | 3
G GREENWOODSOLAR_Firm Capacity | Solar_Firm Capacity | G Solar_Firm Capacity | 3 | 0 | System | Generator | G GREENWOODSOLAR | Solar | Firm Capacity | 1 | MW | 3 | 3 | 1.38 | 1.38 | 1.38 | 1.38 | 1.38 | 1.38 | 1.38 | 1.38 | 1.38 | 1.38 | 1.38 | 1.38 | 1.38 | 1.38 | 1.38 | 1.38 | 1.38 | 1.38
G GREENWOODSOLAR_Forced Outage Rate | Solar_Forced Outage Rate | G Solar_Forced Outage Rate | 0 | 0 | System | Generator | G GREENWOODSOLAR | Solar | Forced Outage Rate | 1 | % | 0 | 0 | 0 | 0 | 0 | 0 | 0 | 0 | 0 | 0 | 0 | 0 | 0 | 0 | 0 | 0 | 0 | 0 | 0 | 0
G GREENWOODSOLAR_Outage Rate | Solar_Outage Rate | G Solar_Outage Rate | 0 | 0 | System | Generator | G GREENWOODSOLAR | Solar | Outage Rate | 1 | % | 0 | 0 | 0 | 0 | 0 | 0 | 0 | 0 | 0 | 0 | 0 | 0 | 0 | 0 | 0 | 0 | 0 | 0 | 0 | 0
G GREENWOODSOLAR_Units Built | Solar_Units Built | G Solar_Units Built | 0 | 0 | System | Generator | G GREENWOODSOLAR | Solar | Units Built | 1 | - | 0 | 0 | 0 | 0 | 0 | 0 | 0 | 0 | 0 | 0 | 0 | 0 | 0 | 0 | 0 | 0 | 0 | 0 | 0 | 0
G GREENWOODSOLAR_Units Retired | Solar_Units Retired | G Solar_Units Retired | 0 | 0 | System | Generator | G GREENWOODSOLAR | Solar | Units Retired | 1 | - | 0 | 0 | 0 | 0 | 0 | 0 | 0 | 0 | 0 | 0 | 0 | 0 | 0 | 0 | 0 | 0 | 0 | 0 | 0 | 0
G GREENWOODSOLAR_Capacity Built | Solar_Capacity Built | G Solar_Capacity Built | 0 | 0 | System | Generator | G GREENWOODSOLAR | Solar | Capacity Built | 1 | MW | 0 | 0 | 0 | 0 | 0 | 0 | 0 | 0 | 0 | 0 | 0 | 0 | 0 | 0 | 0 | 0 | 0 | 0 | 0 | 0
G HAWTHORN SOLAR_Units | Solar_Units | G Solar_Units | 1 | 0 | System | Generator | G HAWTHORN SOLAR | Solar | Units | 1 | - | bar: 2024 to 2043
G HAWTHORN SOLAR_Generation | Solar_Generation | G Solar_Generation | 7.6356 | 0 | System | Generator | G HAWTHORN SOLAR | Solar | Generation | 1 | GWh | 7.6347 | 7.6184 | 7.6184 | 7.6184 | 7.6348 | 7.6184 | 7.6192 | 7.6192 | 7.6356 | 7.6192 | 7.6192 | 7.6192 | 7.6356 | 7.6192 | 7.6192 | 7.6192 | 7.6356 | 7.6192 | 7.6192 | 7.6192
G HAWTHORN SOLAR_Capacity Factor | Solar_Capacity Factor | G Solar_Capacity Factor | 25.5816 | 0 | System | Generator | G HAWTHORN SOLAR | Solar | Capacity Factor | 1 | % | 25.5637 | 25.5787 | 25.5787 | 25.5788 | 25.5637 | 25.5788 | 25.5816 | 25.5816 | 25.5666 | 25.5816 | 25.5816 | 25.5816 | 25.5666 | 25.5816 | 25.5816 | 25.5816 | 25.5666 | 25.5816 | 25.5816 | 25.5816
G HAWTHORN SOLAR_FO&M Cost | Solar_FO&M Cost | G Solar_FO&M Cost | 0 | 0 | System | Generator | G HAWTHORN SOLAR | Solar | FO&M Cost | 1 | 0 | 0 | 0 | 0 | 0 | 0 | 0 | 0 | 0 | 0 | 0 | 0 | 0 | 0 | 0 | 0 | 0 | 0 | 0 | 0 | 0
G HAWTHORN SOLAR_Generation Cost | Solar_Generation Cost | G Solar_Generation Cost | 0 | 0 | System | Generator | G HAWTHORN SOLAR | Solar | Generation Cost | 1 | 0 | 0 | 0 | 0 | 0 | 0 | 0 | 0 | 0 | 0 | 0 | 0 | 0 | 0 | 0 | 0 | 0 | 0 | 0 | 0 | 0
G HAWTHORN SOLAR_Fixed Costs | Solar_Fixed Costs | G Solar_Fixed Costs | 0 | 0 | System | Generator | G HAWTHORN SOLAR | Solar | Fixed Costs | 1 | 0 | 0 | 0 | 0 | 0 | 0 | 0 | 0 | 0 | 0 | 0 | 0 | 0 | 0 | 0 | 0 | 0 | 0 | 0 | 0 | 0
G HAWTHORN SOLAR_Pool Revenue | Solar_Pool Revenue | G Solar_Pool Revenue | 261.5583 | 0 | System | Generator | G HAWTHORN SOLAR | Solar | Pool Revenue | 1 | 0 | 174.5388 | 187.1319 | 200.6704 | 186.4924 | 196.5312 | 205.4154 | 214.8091 | 183.9532 | 193.2647 | 197.7122 | 202.6485 | 207.5581 | 212.5459 | 217.1461 | 222.3349 | 241.2137 | 247.7079 | 251.8301 | 257.3911 | 261.5583
G HAWTHORN SOLAR_Max Capacity | Solar_Max Capacity | G Solar_Max Capacity | 3.4 | 0 | System | Generator | G HAWTHORN SOLAR | Solar | Max Capacity | 1 | MW | 3.4 | 3.4 | 3.4 | 3.4 | 3.4 | 3.4 | 3.4 | 3.4 | 3.4 | 3.4 | 3.4 | 3.4 | 3.4 | 3.4 | 3.4 | 3.4 | 3.4 | 3.4 | 3.4 | 3.4
G HAWTHORN SOLAR_Installed Capacity | Solar_Installed Capacity | G Solar_Installed Capacity | 3.4 | 0 | System | Generator | G HAWTHORN SOLAR | Solar | Installed Capacity | 1 | MW | 3.4 | 3.4 | 3.4 | 3.4 | 3.4 | 3.4 | 3.4 | 3.4 | 3.4 | 3.4 | 3.4 | 3.4 | 3.4 | 3.4 | 3.4 | 3.4 | 3.4 | 3.4 | 3.4 | 3.4
G HAWTHORN SOLAR_Firm Capacity | Solar_Firm Capacity | G Solar_Firm Capacity | 2.32 | 0 | System | Generator | G HAWTHORN SOLAR | Solar | Firm Capacity | 1 | MW | 2.32 | 2.32 | 1.7 | 1.7 | 1.7 | 1.7 | 1.7 | 1.7 | 1.7 | 1.7 | 1.7 | 1.7 | 1.7 | 1.7 | 1.7 | 1.7 | 1.7 | 1.7 | 1.7 | 1.7
G HAWTHORN SOLAR_Forced Outage Rate | Solar_Forced Outage Rate | G Solar_Forced Outage Rate | 0 | 0 | System | Generator | G HAWTHORN SOLAR | Solar | Forced Outage Rate | 1 | % | 0 | 0 | 0 | 0 | 0 | 0 | 0 | 0 | 0 | 0 | 0 | 0 | 0 | 0 | 0 | 0 | 0 | 0 | 0 | 0
G HAWTHORN SOLAR_Outage Rate | Solar_Outage Rate | G Solar_Outage Rate | 0 | 0 | System | Generator | G HAWTHORN SOLAR | Solar | Outage Rate | 1 | % | 0 | 0 | 0 | 0 | 0 | 0 | 0 | 0 | 0 | 0 | 0 | 0 | 0 | 0 | 0 | 0 | 0 | 0 | 0 | 0
G HAWTHORN SOLAR_Units Built | Solar_Units Built | G Solar_Units Built | 0 | 0 | System | Generator | G HAWTHORN SOLAR | Solar | Units Built | 1 | - | 0 | 0 | 0 | 0 | 0 | 0 | 0 | 0 | 0 | 0 | 0 | 0 | 0 | 0 | 0 | 0 | 0 | 0 | 0 | 0
G HAWTHORN SOLAR_Units Retired | Solar_Units Retired | G Solar_Units Retired | 0 | 0 | System | Generator | G HAWTHORN SOLAR | Solar | Units Retired | 1 | - | 0 | 0 | 0 | 0 | 0 | 0 | 0 | 0 | 0 | 0 | 0 | 0 | 0 | 0 | 0 | 0 | 0 | 0 | 0 | 0
G HAWTHORN SOLAR_Capacity Built | Solar_Capacity Built | G Solar_Capacity Built | 0 | 0 | System | Generator | G HAWTHORN SOLAR | Solar | Capacity Built | 1 | MW | 0 | 0 | 0 | 0 | 0 | 0 | 0 | 0 | 0 | 0 | 0 | 0 | 0 | 0 | 0 | 0 | 0 | 0 | 0 | 0
Build CC 2028_Units | Build CC_Units | B Build CC_Units | 0 | 0 | System | Generator | Build CC 2028 | Build CC | Units | 1 | - | 0 | 0 | 0 | 0 | 0 | 0 | 0 | 0 | 0 | 0 | 0 | 0 | 0 | 0 | 0 | 0 | 0 | 0 | 0 | 0
Build CC 2028_Generation | Build CC_Generation | B Build CC_Generation | 0 | 0 | System | Generator | Build CC 2028 | Build CC | Generation | 1 | GWh | 0 | 0 | 0 | 0 | 0 | 0 | 0 | 0 | 0 | 0 | 0 | 0 | 0 | 0 | 0 | 0 | 0 | 0 | 0 | 0
Build CC 2028_Capacity Factor | Build CC_Capacity Factor | B Build CC_Capacity Factor | 0 | 0 | System | Generator | Build CC 2028 | Build CC | Capacity Factor | 1 | % | 0 | 0 | 0 | 0 | 0 | 0 | 0 | 0 | 0 | 0 | 0 | 0 | 0 | 0 | 0 | 0 | 0 | 0 | 0 | 0
Build CC 2028_FO&M Cost | Build CC_FO&M Cost | B Build CC_FO&M Cost | 0 | 0 | System | Generator | Build CC 2028 | Build CC | FO&M Cost | 1 | 0 | 0 | 0 | 0 | 0 | 0 | 0 | 0 | 0 | 0 | 0 | 0 | 0 | 0 | 0 | 0 | 0 | 0 | 0 | 0 | 0
Build CC 2028_Generation Cost | Build CC_Generation Cost | B Build CC_Generation Cost | 0 | 0 | System | Generator | Build CC 2028 | Build CC | Generation Cost | 1 | 0 | 0 | 0 | 0 | 0 | 0 | 0 | 0 | 0 | 0 | 0 | 0 | 0 | 0 | 0 | 0 | 0 | 0 | 0 | 0 | 0
Build CC 2028_Fixed Costs | Build CC_Fixed Costs | B Build CC_Fixed Costs | 0 | 0 | System | Generator | Build CC 2028 | Build CC | Fixed Costs | 1 | 0 | 0 | 0 | 0 | 0 | 0 | 0 | 0 | 0 | 0 | 0 | 0 | 0 | 0 | 0 | 0 | 0 | 0 | 0 | 0 | 0
Build CC 2028_Pool Revenue | Build CC_Pool Revenue | B Build CC_Pool Revenue | 0 | 0 | System | Generator | Build CC 2028 | Build CC | Pool Revenue | 1 | 0 | 0 | 0 | 0 | 0 | 0 | 0 | 0 | 0 | 0 | 0 | 0 | 0 | 0 | 0 | 0 | 0 | 0 | 0 | 0 | 0
Build CC 2028_Max Capacity | Build CC_Max Capacity | B Build CC_Max Capacity | 325 | 0 | System | Generator | Build CC 2028 | Build CC | Max Capacity | 1 | MW | 0 | 0 | 0 | 0 | 325 | 325 | 325 | 325 | 325 | 325 | 325 | 325 | 325 | 325 | 325 | 325 | 325 | 325 | 325 | 325
Build CC 2028_Installed Capacity | Build CC_Installed Capacity | B Build CC_Installed Capacity | 0 | 0 | System | Generator | Build CC 2028 | Build CC | Installed Capacity | 1 | MW | 0 | 0 | 0 | 0 | 0 | 0 | 0 | 0 | 0 | 0 | 0 | 0 | 0 | 0 | 0 | 0 | 0 | 0 | 0 | 0
Build CC 2028_Firm Capacity | Build CC_Firm Capacity | B Build CC_Firm Capacity | 0 | 0 | System | Generator | Build CC 2028 | Build CC | Firm Capacity | 1 | MW | 0 | 0 | 0 | 0 | 0 | 0 | 0 | 0 | 0 | 0 | 0 | 0 | 0 | 0 | 0 | 0 | 0 | 0 | 0 | 0
Build CC 2028_Forced Outage Rate | Build CC_Forced Outage Rate | B Build CC_Forced Outage Rate | 0 | 0 | System | Generator | Build CC 2028 | Build CC | Forced Outage Rate | 1 | % | 0 | 0 | 0 | 0 | 0 | 0 | 0 | 0 | 0 | 0 | 0 | 0 | 0 | 0 | 0 | 0 | 0 | 0 | 0 | 0
Build CC 2028_Outage Rate | Build CC_Outage Rate | B Build CC_Outage Rate | 0 | 0 | System | Generator | Build CC 2028 | Build CC | Outage Rate | 1 | % | 0 | 0 | 0 | 0 | 0 | 0 | 0 | 0 | 0 | 0 | 0 | 0 | 0 | 0 | 0 | 0 | 0 | 0 | 0 | 0
Build CC 2028_Units Built | Build CC_Units Built | B Build CC_Units Built | 0 | 0 | System | Generator | Build CC 2028 | Build CC | Units Built | 1 | - | 0 | 0 | 0 | 0 | 0 | 0 | 0 | 0 | 0 | 0 | 0 | 0 | 0 | 0 | 0 | 0 | 0 | 0 | 0 | 0
Build CC 2028_Units Retired | Build CC_Units Retired | B Build CC_Units Retired | 0 | 0 | System | Generator | Build CC 2028 | Build CC | Units Retired | 1 | - | 0 | 0 | 0 | 0 | 0 | 0 | 0 | 0 | 0 | 0 | 0 | 0 | 0 | 0 | 0 | 0 | 0 | 0 | 0 | 0
Build CC 2028_Capacity Built | Build CC_Capacity Built | B Build CC_Capacity Built | 0 | 0 | System | Generator | Build CC 2028 | Build CC | Capacity Built | 1 | MW | 0 | 0 | 0 | 0 | 0 | 0 | 0 | 0 | 0 | 0 | 0 | 0 | 0 | 0 | 0 | 0 | 0 | 0 | 0 | 0
Build CC 2029_Units | Build CC_Units | B Build CC_Units | 0 | 0 | System | Generator | Build CC 2029 | Build CC | Units | 1 | - | 0 | 0 | 0 | 0 | 0 | 0 | 0 | 0 | 0 | 0 | 0 | 0 | 0 | 0 | 0 | 0 | 0 | 0 | 0 | 0
Build CC 2029_Generation | Build CC_Generation | B Build CC_Generation | 0 | 0 | System | Generator | Build CC 2029 | Build CC | Generation | 1 | GWh | 0 | 0 | 0 | 0 | 0 | 0 | 0 | 0 | 0 | 0 | 0 | 0 | 0 | 0 | 0 | 0 | 0 | 0 | 0 | 0
Build CC 2029_Capacity Factor | Build CC_Capacity Factor | B Build CC_Capacity Factor | 0 | 0 | System | Generator | Build CC 2029 | Build CC | Capacity Factor | 1 | % | 0 | 0 | 0 | 0 | 0 | 0 | 0 | 0 | 0 | 0 | 0 | 0 | 0 | 0 | 0 | 0 | 0 | 0 | 0 | 0
Build CC 2029_FO&M Cost | Build CC_FO&M Cost | B Build CC_FO&M Cost | 0 | 0 | System | Generator | Build CC 2029 | Build CC | FO&M Cost | 1 | 0 | 0 | 0 | 0 | 0 | 0 | 0 | 0 | 0 | 0 | 0 | 0 | 0 | 0 | 0 | 0 | 0 | 0 | 0 | 0 | 0
Build CC 2029_Generation Cost | Build CC_Generation Cost | B Build CC_Generation Cost | 0 | 0 | System | Generator | Build CC 2029 | Build CC | Generation Cost | 1 | 0 | 0 | 0 | 0 | 0 | 0 | 0 | 0 | 0 | 0 | 0 | 0 | 0 | 0 | 0 | 0 | 0 | 0 | 0 | 0 | 0
Build CC 2029_Fixed Costs | Build CC_Fixed Costs | B Build CC_Fixed Costs | 0 | 0 | System | Generator | Build CC 2029 | Build CC | Fixed Costs | 1 | 0 | 0 | 0 | 0 | 0 | 0 | 0 | 0 | 0 | 0 | 0 | 0 | 0 | 0 | 0 | 0 | 0 | 0 | 0 | 0 | 0
Build CC 2029_Pool Revenue | Build CC_Pool Revenue | B Build CC_Pool Revenue | 0 | 0 | System | Generator | Build CC 2029 | Build CC | Pool Revenue | 1 | 0 | 0 | 0 | 0 | 0 | 0 | 0 | 0 | 0 | 0 | 0 | 0 | 0 | 0 | 0 | 0 | 0 | 0 | 0 | 0 | 0
Build CC 2029_Max Capacity | Build CC_Max Capacity | B Build CC_Max Capacity | 325 | 0 | System | Generator | Build CC 2029 | Build CC | Max Capacity | 1 | MW | 0 | 0 | 0 | 0 | 0 | 325 | 325 | 325 | 325 | 325 | 325 | 325 | 325 | 325 | 325 | 325 | 325 | 325 | 325 | 325
Build CC 2029_Installed Capacity | Build CC_Installed Capacity | B Build CC_Installed Capacity | 0 | 0 | System | Generator | Build CC 2029 | Build CC | Installed Capacity | 1 | MW | 0 | 0 | 0 | 0 | 0 | 0 | 0 | 0 | 0 | 0 | 0 | 0 | 0 | 0 | 0 | 0 | 0 | 0 | 0 | 0
Build CC 2029_Firm Capacity | Build CC_Firm Capacity | B Build CC_Firm Capacity | 0 | 0 | System | Generator | Build CC 2029 | Build CC | Firm Capacity | 1 | MW | 0 | 0 | 0 | 0 | 0 | 0 | 0 | 0 | 0 | 0 | 0 | 0 | 0 | 0 | 0 | 0 | 0 | 0 | 0 | 0
Build CC 2029_Forced Outage Rate | Build CC_Forced Outage Rate | B Build CC_Forced Outage Rate | 0 | 0 | System | Generator | Build CC 2029 | Build CC | Forced Outage Rate | 1 | % | 0 | 0 | 0 | 0 | 0 | 0 | 0 | 0 | 0 | 0 | 0 | 0 | 0 | 0 | 0 | 0 | 0 | 0 | 0 | 0
Build CC 2029_Outage Rate | Build CC_Outage Rate | B Build CC_Outage Rate | 0 | 0 | System | Generator | Build CC 2029 | Build CC | Outage Rate | 1 | % | 0 | 0 | 0 | 0 | 0 | 0 | 0 | 0 | 0 | 0 | 0 | 0 | 0 | 0 | 0 | 0 | 0 | 0 | 0 | 0
Build CC 2029_Units Built | Build CC_Units Built | B Build CC_Units Built | 0 | 0 | System | Generator | Build CC 2029 | Build CC | Units Built | 1 | - | 0 | 0 | 0 | 0 | 0 | 0 | 0 | 0 | 0 | 0 | 0 | 0 | 0 | 0 | 0 | 0 | 0 | 0 | 0 | 0
Build CC 2029_Units Retired | Build CC_Units Retired | B Build CC_Units Retired | 0 | 0 | System | Generator | Build CC 2029 | Build CC | Units Retired | 1 | - | 0 | 0 | 0 | 0 | 0 | 0 | 0 | 0 | 0 | 0 | 0 | 0 | 0 | 0 | 0 | 0 | 0 | 0 | 0 | 0
Build CC 2029_Capacity Built | Build CC_Capacity Built | B Build CC_Capacity Built | 0 | 0 | System | Generator | Build CC 2029 | Build CC | Capacity Built | 1 | MW | 0 | 0 | 0 | 0 | 0 | 0 | 0 | 0 | 0 | 0 | 0 | 0 | 0 | 0 | 0 | 0 | 0 | 0 | 0 | 0
Build CC 2030_Units | Build CC_Units | B Build CC_Units | 1 | 0 | System | Generator | Build CC 2030 | Build CC | Units | 1 | - | 0 | 0 | 0 | 0 | 0 | 0 | 1 | 1 | 1 | 1 | 1 | 1 | 1 | 1 | 1 | 1 | 1 | 1 | 1 | 1
Build CC 2030_Generation | Build CC_Generation | B Build CC_Generation | 1919.5717 | 0 | System | Generator | Build CC 2030 | Build CC | Generation | 1 | GWh | 0 | 0 | 0 | 0 | 0 | 0 | 610.6588 | 1261.8292 | 995.5851 | 944.1359 | 780.4917 | 681.2998 | 908.202 | 1141.9342 | 1753.6874 | 1540.3936 | 1809.7191 | 1919.5717 | 1649.8107 | 1632.8141
Build CC 2030_Capacity Factor | Build CC_Capacity Factor | B Build CC_Capacity Factor | 67.4244 | 0 | System | Generator | Build CC 2030 | Build CC | Capacity Factor | 1 | % | 0 | 0 | 0 | 0 | 0 | 0 | 21.4492 | 44.3214 | 34.8741 | 33.1625 | 27.4145 | 23.9304 | 31.8132 | 40.1101 | 61.5977 | 54.1059 | 63.3922 | 67.4244 | 57.9491 | 57.3521
Build CC 2030_FO&M Cost | Build CC_FO&M Cost | B Build CC_FO&M Cost | 60246.5156 | 0 | System | Generator | Build CC 2030 | Build CC | FO&M Cost | 1 | 0 | 0 | 0 | 0 | 0 | 0 | 0 | 60246.5156 | 59563.8672 | 58721.5117 | 57635.0352 | 56778.668 | 55986.3477 | 55404.5508 | 54552.4141 | 53860.2617 | 53176.207 | 52645.7578 | 51836.168 | 51180.6484 | 50534.1367
Build CC 2030_Generation Cost | Build CC_Generation Cost | B Build CC_Generation Cost | 87467.2656 | 0 | System | Generator | Build CC 2030 | Build CC | Generation Cost | 1 | 0 | 0 | 0 | 0 | 0 | 0 | 0 | 16518.8457 | 36098.3945 | 29634.1523 | 29496.7734 | 25093.9414 | 23503.5215 | 32243.7441 | 42978.2383 | 68267.9688 | 61301.3672 | 77308.5625 | 87467.2656 | 77648.0391 | 80008.5703
Build CC 2030_Fixed Costs | Build CC_Fixed Costs | B Build CC_Fixed Costs | 60246.5156 | 0 | System | Generator | Build CC 2030 | Build CC | Fixed Costs | 1 | 0 | 0 | 0 | 0 | 0 | 0 | 0 | 60246.5156 | 59563.8672 | 58721.5117 | 57635.0352 | 56778.668 | 55986.3477 | 55404.5508 | 54552.4141 | 53860.2617 | 53176.207 | 52645.7578 | 51836.168 | 51180.6484 | 50534.1367
Build CC 2030_Pool Revenue | Build CC_Pool Revenue | B Build CC_Pool Revenue | 59682.2109 | 0 | System | Generator | Build CC 2030 | Build CC | Pool Revenue | 1 | 0 | 0 | 0 | 0 | 0 | 0 | 0 | 17867.4258 | 29910.8008 | 25181.6914 | 25461.5215 | 22954.3359 | 21390.6406 | 28299.5684 | 35387.8125 | 50458.3008 | 47446.1914 | 54894.0781 | 59682.2109 | 56283.7148 | 57410.9492
Build CC 2030_Max Capacity | Build CC_Max Capacity | B Build CC_Max Capacity | 325 | 0 | System | Generator | Build CC 2030 | Build CC | Max Capacity | 1 | MW | 0 | 0 | 0 | 0 | 0 | 0 | 325 | 325 | 325 | 325 | 325 | 325 | 325 | 325 | 325 | 325 | 325 | 325 | 325 | 325
Build CC 2030_Installed Capacity | Build CC_Installed Capacity | B Build CC_Installed Capacity | 325 | 0 | System | Generator | Build CC 2030 | Build CC | Installed Capacity | 1 | MW | 0 | 0 | 0 | 0 | 0 | 0 | 325 | 325 | 325 | 325 | 325 | 325 | 325 | 325 | 325 | 325 | 325 | 325 | 325 | 325
Build CC 2030_Firm Capacity | Build CC_Firm Capacity | B Build CC_Firm Capacity | 325 | 0 | System | Generator | Build CC 2030 | Build CC | Firm Capacity | 1 | MW | 0 | 0 | 0 | 0 | 0 | 0 | 325 | 325 | 325 | 325 | 325 | 325 | 325 | 325 | 325 | 325 | 325 | 325 | 325 | 325
Build CC 2030_Forced Outage Rate | Build CC_Forced Outage Rate | B Build CC_Forced Outage Rate | 8 | 0 | System | Generator | Build CC 2030 | Build CC | Forced Outage Rate | 1 | % | 0 | 0 | 0 | 0 | 0 | 0 | 8 | 8 | 8 | 8 | 8 | 8 | 8 | 8 | 8 | 8 | 8 | 8 | 8 | 8
Build CC 2030_Outage Rate | Build CC_Outage Rate | B Build CC_Outage Rate | 20 | 0 | System | Generator | Build CC 2030 | Build CC | Outage Rate | 1 | % | 0 | 0 | 0 | 0 | 0 | 0 | 20 | 20 | 20 | 20 | 20 | 20 | 20 | 20 | 20 | 20 | 20 | 20 | 20 | 20
Build CC 2030_Units Built | Build CC_Units Built | B Build CC_Units Built | 1 | 0 | System | Generator | Build CC 2030 | Build CC | Units Built | 1 | - | 0 | 0 | 0 | 0 | 0 | 0 | 1 | 0 | 0 | 0 | 0 | 0 | 0 | 0 | 0 | 0 | 0 | 0 | 0 | 0
Build CC 2030_Units Retired | Build CC_Units Retired | B Build CC_Units Retired | 0 | 0 | System | Generator | Build CC 2030 | Build CC | Units Retired | 1 | - | 0 | 0 | 0 | 0 | 0 | 0 | 0 | 0 | 0 | 0 | 0 | 0 | 0 | 0 | 0 | 0 | 0 | 0 | 0 | 0
Build CC 2030_Capacity Built | Build CC_Capacity Built | B Build CC_Capacity Built | 325 | 0 | System | Generator | Build CC 2030 | Build CC | Capacity Built | 1 | MW | 0 | 0 | 0 | 0 | 0 | 0 | 325 | 0 | 0 | 0 | 0 | 0 | 0 | 0 | 0 | 0 | 0 | 0 | 0 | 0
Build CC 2031_Units | Build CC_Units | B Build CC_Units | 0 | 0 | System | Generator | Build CC 2031 | Build CC | Units | 1 | - | 0 | 0 | 0 | 0 | 0 | 0 | 0 | 0 | 0 | 0 | 0 | 0 | 0 | 0 | 0 | 0 | 0 | 0 | 0 | 0
Build CC 2031_Generation | Build CC_Generation | B Build CC_Generation | 0 | 0 | System | Generator | Build CC 2031 | Build CC | Generation | 1 | GWh | 0 | 0 | 0 | 0 | 0 | 0 | 0 | 0 | 0 | 0 | 0 | 0 | 0 | 0 | 0 | 0 | 0 | 0 | 0 | 0
Build CC 2031_Capacity Factor | Build CC_Capacity Factor | B Build CC_Capacity Factor | 0 | 0 | System | Generator | Build CC 2031 | Build CC | Capacity Factor | 1 | % | 0 | 0 | 0 | 0 | 0 | 0 | 0 | 0 | 0 | 0 | 0 | 0 | 0 | 0 | 0 | 0 | 0 | 0 | 0 | 0
Build CC 2031_FO&M Cost | Build CC_FO&M Cost | B Build CC_FO&M Cost | 0 | 0 | System | Generator | Build CC 2031 | Build CC | FO&M Cost | 1 | 0 | 0 | 0 | 0 | 0 | 0 | 0 | 0 | 0 | 0 | 0 | 0 | 0 | 0 | 0 | 0 | 0 | 0 | 0 | 0 | 0
Build CC 2031_Generation Cost | Build CC_Generation Cost | B Build CC_Generation Cost | 0 | 0 | System | Generator | Build CC 2031 | Build CC | Generation Cost | 1 | 0 | 0 | 0 | 0 | 0 | 0 | 0 | 0 | 0 | 0 | 0 | 0 | 0 | 0 | 0 | 0 | 0 | 0 | 0 | 0 | 0
Build CC 2031_Fixed Costs | Build CC_Fixed Costs | B Build CC_Fixed Costs | 0 | 0 | System | Generator | Build CC 2031 | Build CC | Fixed Costs | 1 | 0 | 0 | 0 | 0 | 0 | 0 | 0 | 0 | 0 | 0 | 0 | 0 | 0 | 0 | 0 | 0 | 0 | 0 | 0 | 0 | 0
Build CC 2031_Pool Revenue | Build CC_Pool Revenue | B Build CC_Pool Revenue | 0 | 0 | System | Generator | Build CC 2031 | Build CC | Pool Revenue | 1 | 0 | 0 | 0 | 0 | 0 | 0 | 0 | 0 | 0 | 0 | 0 | 0 | 0 | 0 | 0 | 0 | 0 | 0 | 0 | 0 | 0
Build CC 2031_Max Capacity | Build CC_Max Capacity | B Build CC_Max Capacity | 325 | 0 | System | Generator | Build CC 2031 | Build CC | Max Capacity | 1 | MW | 0 | 0 | 0 | 0 | 0 | 0 | 0 | 325 | 325 | 325 | 325 | 325 | 325 | 325 | 325 | 325 | 325 | 325 | 325 | 325
Build CC 2031_Installed Capacity | Build CC_Installed Capacity | B Build CC_Installed Capacity | 0 | 0 | System | Generator | Build CC 2031 | Build CC | Installed Capacity | 1 | MW | 0 | 0 | 0 | 0 | 0 | 0 | 0 | 0 | 0 | 0 | 0 | 0 | 0 | 0 | 0 | 0 | 0 | 0 | 0 | 0
Build CC 2031_Firm Capacity | Build CC_Firm Capacity | B Build CC_Firm Capacity | 0 | 0 | System | Generator | Build CC 2031 | Build CC | Firm Capacity | 1 | MW | 0 | 0 | 0 | 0 | 0 | 0 | 0 | 0 | 0 | 0 | 0 | 0 | 0 | 0 | 0 | 0 | 0 | 0 | 0 | 0
Build CC 2031_Forced Outage Rate | Build CC_Forced Outage Rate | B Build CC_Forced Outage Rate | 0 | 0 | System | Generator | Build CC 2031 | Build CC | Forced Outage Rate | 1 | % | 0 | 0 | 0 | 0 | 0 | 0 | 0 | 0 | 0 | 0 | 0 | 0 | 0 | 0 | 0 | 0 | 0 | 0 | 0 | 0
Build CC 2031_Outage Rate | Build CC_Outage Rate | B Build CC_Outage Rate | 0 | 0 | System | Generator | Build CC 2031 | Build CC | Outage Rate | 1 | % | 0 | 0 | 0 | 0 | 0 | 0 | 0 | 0 | 0 | 0 | 0 | 0 | 0 | 0 | 0 | 0 | 0 | 0 | 0 | 0
Build CC 2031_Units Built | Build CC_Units Built | B Build CC_Units Built | 0 | 0 | System | Generator | Build CC 2031 | Build CC | Units Built | 1 | - | 0 | 0 | 0 | 0 | 0 | 0 | 0 | 0 | 0 | 0 | 0 | 0 | 0 | 0 | 0 | 0 | 0 | 0 | 0 | 0
Build CC 2031_Units Retired | Build CC_Units Retired | B Build CC_Units Retired | 0 | 0 | System | Generator | Build CC 2031 | Build CC | Units Retired | 1 | - | 0 | 0 | 0 | 0 | 0 | 0 | 0 | 0 | 0 | 0 | 0 | 0 | 0 | 0 | 0 | 0 | 0 | 0 | 0 | 0
Build CC 2031_Capacity Built | Build CC_Capacity Built | B Build CC_Capacity Built | 0 | 0 | System | Generator | Build CC 2031 | Build CC | Capacity Built | 1 | MW | 0 | 0 | 0 | 0 | 0 | 0 | 0 | 0 | 0 | 0 | 0 | 0 | 0 | 0 | 0 | 0 | 0 | 0 | 0 | 0
Build CC 2032_Units | Build CC_Units | B Build CC_Units | 0 | 0 | System | Generator | Build CC 2032 | Build CC | Units | 1 | - | 0 | 0 | 0 | 0 | 0 | 0 | 0 | 0 | 0 | 0 | 0 | 0 | 0 | 0 | 0 | 0 | 0 | 0 | 0 | 0
Build CC 2032_Generation | Build CC_Generation | B Build CC_Generation | 0 | 0 | System | Generator | Build CC 2032 | Build CC | Generation | 1 | GWh | 0 | 0 | 0 | 0 | 0 | 0 | 0 | 0 | 0 | 0 | 0 | 0 | 0 | 0 | 0 | 0 | 0 | 0 | 0 | 0
Build CC 2032_Capacity Factor | Build CC_Capacity Factor | B Build CC_Capacity Factor | 0 | 0 | System | Generator | Build CC 2032 | Build CC | Capacity Factor | 1 | % | 0 | 0 | 0 | 0 | 0 | 0 | 0 | 0 | 0 | 0 | 0 | 0 | 0 | 0 | 0 | 0 | 0 | 0 | 0 | 0
Build CC 2032_FO&M Cost | Build CC_FO&M Cost | B Build CC_FO&M Cost | 0 | 0 | System | Generator | Build CC 2032 | Build CC | FO&M Cost | 1 | 0 | 0 | 0 | 0 | 0 | 0 | 0 | 0 | 0 | 0 | 0 | 0 | 0 | 0 | 0 | 0 | 0 | 0 | 0 | 0 | 0
Build CC 2032_Generation Cost | Build CC_Generation Cost | B Build CC_Generation Cost | 0 | 0 | System | Generator | Build CC 2032 | Build CC | Generation Cost | 1 | 0 | 0 | 0 | 0 | 0 | 0 | 0 | 0 | 0 | 0 | 0 | 0 | 0 | 0 | 0 | 0 | 0 | 0 | 0 | 0 | 0
Build CC 2032_Fixed Costs | Build CC_Fixed Costs | B Build CC_Fixed Costs | 0 | 0 | System | Generator | Build CC 2032 | Build CC | Fixed Costs | 1 | 0 | 0 | 0 | 0 | 0 | 0 | 0 | 0 | 0 | 0 | 0 | 0 | 0 | 0 | 0 | 0 | 0 | 0 | 0 | 0 | 0
Build CC 2032_Pool Revenue | Build CC_Pool Revenue | B Build CC_Pool Revenue | 0 | 0 | System | Generator | Build CC 2032 | Build CC | Pool Revenue | 1 | 0 | 0 | 0 | 0 | 0 | 0 | 0 | 0 | 0 | 0 | 0 | 0 | 0 | 0 | 0 | 0 | 0 | 0 | 0 | 0 | 0
Build CC 2032_Max Capacity | Build CC_Max Capacity | B Build CC_Max Capacity | 325 | 0 | System | Generator | Build CC 2032 | Build CC | Max Capacity | 1 | MW | 0 | 0 | 0 | 0 | 0 | 0 | 0 | 0 | 325 | 325 | 325 | 325 | 325 | 325 | 325 | 325 | 325 | 325 | 325 | 325
Build CC 2032_Installed Capacity | Build CC_Installed Capacity | B Build CC_Installed Capacity | 0 | 0 | System | Generator | Build CC 2032 | Build CC | Installed Capacity | 1 | MW | 0 | 0 | 0 | 0 | 0 | 0 | 0 | 0 | 0 | 0 | 0 | 0 | 0 | 0 | 0 | 0 | 0 | 0 | 0 | 0
Build CC 2032_Firm Capacity | Build CC_Firm Capacity | B Build CC_Firm Capacity | 0 | 0 | System | Generator | Build CC 2032 | Build CC | Firm Capacity | 1 | MW | 0 | 0 | 0 | 0 | 0 | 0 | 0 | 0 | 0 | 0 | 0 | 0 | 0 | 0 | 0 | 0 | 0 | 0 | 0 | 0
Build CC 2032_Forced Outage Rate | Build CC_Forced Outage Rate | B Build CC_Forced Outage Rate | 0 | 0 | System | Generator | Build CC 2032 | Build CC | Forced Outage Rate | 1 | % | 0 | 0 | 0 | 0 | 0 | 0 | 0 | 0 | 0 | 0 | 0 | 0 | 0 | 0 | 0 | 0 | 0 | 0 | 0 | 0
Build CC 2032_Outage Rate | Build CC_Outage Rate | B Build CC_Outage Rate | 0 | 0 | System | Generator | Build CC 2032 | Build CC | Outage Rate | 1 | % | 0 | 0 | 0 | 0 | 0 | 0 | 0 | 0 | 0 | 0 | 0 | 0 | 0 | 0 | 0 | 0 | 0 | 0 | 0 | 0
Build CC 2032_Units Built | Build CC_Units Built | B Build CC_Units Built | 0 | 0 | System | Generator | Build CC 2032 | Build CC | Units Built | 1 | - | 0 | 0 | 0 | 0 | 0 | 0 | 0 | 0 | 0 | 0 | 0 | 0 | 0 | 0 | 0 | 0 | 0 | 0 | 0 | 0
Build CC 2032_Units Retired | Build CC_Units Retired | B Build CC_Units Retired | 0 | 0 | System | Generator | Build CC 2032 | Build CC | Units Retired | 1 | - | 0 | 0 | 0 | 0 | 0 | 0 | 0 | 0 | 0 | 0 | 0 | 0 | 0 | 0 | 0 | 0 | 0 | 0 | 0 | 0
Build CC 2032_Capacity Built | Build CC_Capacity Built | B Build CC_Capacity Built | 0 | 0 | System | Generator | Build CC 2032 | Build CC | Capacity Built | 1 | MW | 0 | 0 | 0 | 0 | 0 | 0 | 0 | 0 | 0 | 0 | 0 | 0 | 0 | 0 | 0 | 0 | 0 | 0 | 0 | 0
Build CC 2033_Units | Build CC_Units | B Build CC_Units | 0 | 0 | System | Generator | Build CC 2033 | Build CC | Units | 1 | - | 0 | 0 | 0 | 0 | 0 | 0 | 0 | 0 | 0 | 0 | 0 | 0 | 0 | 0 | 0 | 0 | 0 | 0 | 0 | 0
Build CC 2033_Generation | Build CC_Generation | B Build CC_Generation | 0 | 0 | System | Generator | Build CC 2033 | Build CC | Generation | 1 | GWh | 0 | 0 | 0 | 0 | 0 | 0 | 0 | 0 | 0 | 0 | 0 | 0 | 0 | 0 | 0 | 0 | 0 | 0 | 0 | 0
Build CC 2033_Capacity Factor | Build CC_Capacity Factor | B Build CC_Capacity Factor | 0 | 0 | System | Generator | Build CC 2033 | Build CC | Capacity Factor | 1 | % | 0 | 0 | 0 | 0 | 0 | 0 | 0 | 0 | 0 | 0 | 0 | 0 | 0 | 0 | 0 | 0 | 0 | 0 | 0 | 0
Build CC 2033_FO&M Cost | Build CC_FO&M Cost | B Build CC_FO&M Cost | 0 | 0 | System | Generator | Build CC 2033 | Build CC | FO&M Cost | 1 | 0 | 0 | 0 | 0 | 0 | 0 | 0 | 0 | 0 | 0 | 0 | 0 | 0 | 0 | 0 | 0 | 0 | 0 | 0 | 0 | 0
Build CC 2033_Generation Cost | Build CC_Generation Cost | B Build CC_Generation Cost | 0 | 0 | System | Generator | Build CC 2033 | Build CC | Generation Cost | 1 | 0 | 0 | 0 | 0 | 0 | 0 | 0 | 0 | 0 | 0 | 0 | 0 | 0 | 0 | 0 | 0 | 0 | 0 | 0 | 0 | 0
Build CC 2033_Fixed Costs | Build CC_Fixed Costs | B Build CC_Fixed Costs | 0 | 0 | System | Generator | Build CC 2033 | Build CC | Fixed Costs | 1 | 0 | 0 | 0 | 0 | 0 | 0 | 0 | 0 | 0 | 0 | 0 | 0 | 0 | 0 | 0 | 0 | 0 | 0 | 0 | 0 | 0
Build CC 2033_Pool Revenue | Build CC_Pool Revenue | B Build CC_Pool Revenue | 0 | 0 | System | Generator | Build CC 2033 | Build CC | Pool Revenue | 1 | 0 | 0 | 0 | 0 | 0 | 0 | 0 | 0 | 0 | 0 | 0 | 0 | 0 | 0 | 0 | 0 | 0 | 0 | 0 | 0 | 0
Build CC 2033_Max Capacity | Build CC_Max Capacity | B Build CC_Max Capacity | 325 | 0 | System | Generator | Build CC 2033 | Build CC | Max Capacity | 1 | MW | 0 | 0 | 0 | 0 | 0 | 0 | 0 | 0 | 0 | 325 | 325 | 325 | 325 | 325 | 325 | 325 | 325 | 325 | 325 | 325
Build CC 2033_Installed Capacity | Build CC_Installed Capacity | B Build CC_Installed Capacity | 0 | 0 | System | Generator | Build CC 2033 | Build CC | Installed Capacity | 1 | MW | 0 | 0 | 0 | 0 | 0 | 0 | 0 | 0 | 0 | 0 | 0 | 0 | 0 | 0 | 0 | 0 | 0 | 0 | 0 | 0
Build CC 2033_Firm Capacity | Build CC_Firm Capacity | B Build CC_Firm Capacity | 0 | 0 | System | Generator | Build CC 2033 | Build CC | Firm Capacity | 1 | MW | 0 | 0 | 0 | 0 | 0 | 0 | 0 | 0 | 0 | 0 | 0 | 0 | 0 | 0 | 0 | 0 | 0 | 0 | 0 | 0
Build CC 2033_Forced Outage Rate | Build CC_Forced Outage Rate | B Build CC_Forced Outage Rate | 0 | 0 | System | Generator | Build CC 2033 | Build CC | Forced Outage Rate | 1 | % | 0 | 0 | 0 | 0 | 0 | 0 | 0 | 0 | 0 | 0 | 0 | 0 | 0 | 0 | 0 | 0 | 0 | 0 | 0 | 0
Build CC 2033_Outage Rate | Build CC_Outage Rate | B Build CC_Outage Rate | 0 | 0 | System | Generator | Build CC 2033 | Build CC | Outage Rate | 1 | % | 0 | 0 | 0 | 0 | 0 | 0 | 0 | 0 | 0 | 0 | 0 | 0 | 0 | 0 | 0 | 0 | 0 | 0 | 0 | 0
Build CC 2033_Units Built | Build CC_Units Built | B Build CC_Units Built | 0 | 0 | System | Generator | Build CC 2033 | Build CC | Units Built | 1 | - | 0 | 0 | 0 | 0 | 0 | 0 | 0 | 0 | 0 | 0 | 0 | 0 | 0 | 0 | 0 | 0 | 0 | 0 | 0 | 0
Build CC 2033_Units Retired | Build CC_Units Retired | B Build CC_Units Retired | 0 | 0 | System | Generator | Build CC 2033 | Build CC | Units Retired | 1 | - | 0 | 0 | 0 | 0 | 0 | 0 | 0 | 0 | 0 | 0 | 0 | 0 | 0 | 0 | 0 | 0 | 0 | 0 | 0 | 0
Build CC 2033_Capacity Built | Build CC_Capacity Built | B Build CC_Capacity Built | 0 | 0 | System | Generator | Build CC 2033 | Build CC | Capacity Built | 1 | MW | 0 | 0 | 0 | 0 | 0 | 0 | 0 | 0 | 0 | 0 | 0 | 0 | 0 | 0 | 0 | 0 | 0 | 0 | 0 | 0
Build CC 2034_Units | Build CC_Units | B Build CC_Units | 0 | 0 | System | Generator | Build CC 2034 | Build CC | Units | 1 | - | 0 | 0 | 0 | 0 | 0 | 0 | 0 | 0 | 0 | 0 | 0 | 0 | 0 | 0 | 0 | 0 | 0 | 0 | 0 | 0
Build CC 2034_Generation | Build CC_Generation | B Build CC_Generation | 0 | 0 | System | Generator | Build CC 2034 | Build CC | Generation | 1 | GWh | 0 | 0 | 0 | 0 | 0 | 0 | 0 | 0 | 0 | 0 | 0 | 0 | 0 | 0 | 0 | 0 | 0 | 0 | 0 | 0
Build CC 2034_Capacity Factor | Build CC_Capacity Factor | B Build CC_Capacity Factor | 0 | 0 | System | Generator | Build CC 2034 | Build CC | Capacity Factor | 1 | % | 0 | 0 | 0 | 0 | 0 | 0 | 0 | 0 | 0 | 0 | 0 | 0 | 0 | 0 | 0 | 0 | 0 | 0 | 0 | 0
Build CC 2034_FO&M Cost | Build CC_FO&M Cost | B Build CC_FO&M Cost | 0 | 0 | System | Generator | Build CC 2034 | Build CC | FO&M Cost | 1 | 0 | 0 | 0 | 0 | 0 | 0 | 0 | 0 | 0 | 0 | 0 | 0 | 0 | 0 | 0 | 0 | 0 | 0 | 0 | 0 | 0
Build CC 2034_Generation Cost | Build CC_Generation Cost | B Build CC_Generation Cost | 0 | 0 | System | Generator | Build CC 2034 | Build CC | Generation Cost | 1 | 0 | 0 | 0 | 0 | 0 | 0 | 0 | 0 | 0 | 0 | 0 | 0 | 0 | 0 | 0 | 0 | 0 | 0 | 0 | 0 | 0
Build CC 2034_Fixed Costs | Build CC_Fixed Costs | B Build CC_Fixed Costs | 0 | 0 | System | Generator | Build CC 2034 | Build CC | Fixed Costs | 1 | 0 | 0 | 0 | 0 | 0 | 0 | 0 | 0 | 0 | 0 | 0 | 0 | 0 | 0 | 0 | 0 | 0 | 0 | 0 | 0 | 0
Build CC 2034_Pool Revenue | Build CC_Pool Revenue | B Build CC_Pool Revenue | 0 | 0 | System | Generator | Build CC 2034 | Build CC | Pool Revenue | 1 | 0 | 0 | 0 | 0 | 0 | 0 | 0 | 0 | 0 | 0 | 0 | 0 | 0 | 0 | 0 | 0 | 0 | 0 | 0 | 0 | 0
Build CC 2034_Max Capacity | Build CC_Max Capacity | B Build CC_Max Capacity | 325 | 0 | System | Generator | Build CC 2034 | Build CC | Max Capacity | 1 | MW | 0 | 0 | 0 | 0 | 0 | 0 | 0 | 0 | 0 | 0 | 325 | 325 | 325 | 325 | 325 | 325 | 325 | 325 | 325 | 325
Build CC 2034_Installed Capacity | Build CC_Installed Capacity | B Build CC_Installed Capacity | 0 | 0 | System | Generator | Build CC 2034 | Build CC | Installed Capacity | 1 | MW | 0 | 0 | 0 | 0 | 0 | 0 | 0 | 0 | 0 | 0 | 0 | 0 | 0 | 0 | 0 | 0 | 0 | 0 | 0 | 0
Build CC 2034_Firm Capacity | Build CC_Firm Capacity | B Build CC_Firm Capacity | 0 | 0 | System | Generator | Build CC 2034 | Build CC | Firm Capacity | 1 | MW | 0 | 0 | 0 | 0 | 0 | 0 | 0 | 0 | 0 | 0 | 0 | 0 | 0 | 0 | 0 | 0 | 0 | 0 | 0 | 0
Build CC 2034_Forced Outage Rate | Build CC_Forced Outage Rate | B Build CC_Forced Outage Rate | 0 | 0 | System | Generator | Build CC 2034 | Build CC | Forced Outage Rate | 1 | % | 0 | 0 | 0 | 0 | 0 | 0 | 0 | 0 | 0 | 0 | 0 | 0 | 0 | 0 | 0 | 0 | 0 | 0 | 0 | 0
Build CC 2034_Outage Rate | Build CC_Outage Rate | B Build CC_Outage Rate | 0 | 0 | System | Generator | Build CC 2034 | Build CC | Outage Rate | 1 | % | 0 | 0 | 0 | 0 | 0 | 0 | 0 | 0 | 0 | 0 | 0 | 0 | 0 | 0 | 0 | 0 | 0 | 0 | 0 | 0
Build CC 2034_Units Built | Build CC_Units Built | B Build CC_Units Built | 0 | 0 | System | Generator | Build CC 2034 | Build CC | Units Built | 1 | - | 0 | 0 | 0 | 0 | 0 | 0 | 0 | 0 | 0 | 0 | 0 | 0 | 0 | 0 | 0 | 0 | 0 | 0 | 0 | 0
Build CC 2034_Units Retired | Build CC_Units Retired | B Build CC_Units Retired | 0 | 0 | System | Generator | Build CC 2034 | Build CC | Units Retired | 1 | - | 0 | 0 | 0 | 0 | 0 | 0 | 0 | 0 | 0 | 0 | 0 | 0 | 0 | 0 | 0 | 0 | 0 | 0 | 0 | 0
Build CC 2034_Capacity Built | Build CC_Capacity Built | B Build CC_Capacity Built | 0 | 0 | System | Generator | Build CC 2034 | Build CC | Capacity Built | 1 | MW | 0 | 0 | 0 | 0 | 0 | 0 | 0 | 0 | 0 | 0 | 0 | 0 | 0 | 0 | 0 | 0 | 0 | 0 | 0 | 0
Build CC 2035_Units | Build CC_Units | B Build CC_Units | 0 | 0 | System | Generator | Build CC 2035 | Build CC | Units | 1 | - | 0 | 0 | 0 | 0 | 0 | 0 | 0 | 0 | 0 | 0 | 0 | 0 | 0 | 0 | 0 | 0 | 0 | 0 | 0 | 0
Build CC 2035_Generation | Build CC_Generation | B Build CC_Generation | 0 | 0 | System | Generator | Build CC 2035 | Build CC | Generation | 1 | GWh | 0 | 0 | 0 | 0 | 0 | 0 | 0 | 0 | 0 | 0 | 0 | 0 | 0 | 0 | 0 | 0 | 0 | 0 | 0 | 0
Build CC 2035_Capacity Factor | Build CC_Capacity Factor | B Build CC_Capacity Factor | 0 | 0 | System | Generator | Build CC 2035 | Build CC | Capacity Factor | 1 | % | 0 | 0 | 0 | 0 | 0 | 0 | 0 | 0 | 0 | 0 | 0 | 0 | 0 | 0 | 0 | 0 | 0 | 0 | 0 | 0
Build CC 2035_FO&M Cost | Build CC_FO&M Cost | B Build CC_FO&M Cost | 0 | 0 | System | Generator | Build CC 2035 | Build CC | FO&M Cost | 1 | 0 | 0 | 0 | 0 | 0 | 0 | 0 | 0 | 0 | 0 | 0 | 0 | 0 | 0 | 0 | 0 | 0 | 0 | 0 | 0 | 0
Build CC 2035_Generation Cost | Build CC_Generation Cost | B Build CC_Generation Cost | 0 | 0 | System | Generator | Build CC 2035 | Build CC | Generation Cost | 1 | 0 | 0 | 0 | 0 | 0 | 0 | 0 | 0 | 0 | 0 | 0 | 0 | 0 | 0 | 0 | 0 | 0 | 0 | 0 | 0 | 0
Build CC 2035_Fixed Costs | Build CC_Fixed Costs | B Build CC_Fixed Costs | 0 | 0 | System | Generator | Build CC 2035 | Build CC | Fixed Costs | 1 | 0 | 0 | 0 | 0 | 0 | 0 | 0 | 0 | 0 | 0 | 0 | 0 | 0 | 0 | 0 | 0 | 0 | 0 | 0 | 0 | 0
Build CC 2035_Pool Revenue | Build CC_Pool Revenue | B Build CC_Pool Revenue | 0 | 0 | System | Generator | Build CC 2035 | Build CC | Pool Revenue | 1 | 0 | 0 | 0 | 0 | 0 | 0 | 0 | 0 | 0 | 0 | 0 | 0 | 0 | 0 | 0 | 0 | 0 | 0 | 0 | 0 | 0
Build CC 2035_Max Capacity | Build CC_Max Capacity | B Build CC_Max Capacity | 325 | 0 | System | Generator | Build CC 2035 | Build CC | Max Capacity | 1 | MW | 0 | 0 | 0 | 0 | 0 | 0 | 0 | 0 | 0 | 0 | 0 | 325 | 325 | 325 | 325 | 325 | 325 | 325 | 325 | 325
Build CC 2035_Installed Capacity | Build CC_Installed Capacity | B Build CC_Installed Capacity | 0 | 0 | System | Generator | Build CC 2035 | Build CC | Installed Capacity | 1 | MW | 0 | 0 | 0 | 0 | 0 | 0 | 0 | 0 | 0 | 0 | 0 | 0 | 0 | 0 | 0 | 0 | 0 | 0 | 0 | 0
Build CC 2035_Firm Capacity | Build CC_Firm Capacity | B Build CC_Firm Capacity | 0 | 0 | System | Generator | Build CC 2035 | Build CC | Firm Capacity | 1 | MW | 0 | 0 | 0 | 0 | 0 | 0 | 0 | 0 | 0 | 0 | 0 | 0 | 0 | 0 | 0 | 0 | 0 | 0 | 0 | 0
Build CC 2035_Forced Outage Rate | Build CC_Forced Outage Rate | B Build CC_Forced Outage Rate | 0 | 0 | System | Generator | Build CC 2035 | Build CC | Forced Outage Rate | 1 | % | 0 | 0 | 0 | 0 | 0 | 0 | 0 | 0 | 0 | 0 | 0 | 0 | 0 | 0 | 0 | 0 | 0 | 0 | 0 | 0
Build CC 2035_Outage Rate | Build CC_Outage Rate | B Build CC_Outage Rate | 0 | 0 | System | Generator | Build CC 2035 | Build CC | Outage Rate | 1 | % | 0 | 0 | 0 | 0 | 0 | 0 | 0 | 0 | 0 | 0 | 0 | 0 | 0 | 0 | 0 | 0 | 0 | 0 | 0 | 0
Build CC 2035_Units Built | Build CC_Units Built | B Build CC_Units Built | 0 | 0 | System | Generator | Build CC 2035 | Build CC | Units Built | 1 | - | 0 | 0 | 0 | 0 | 0 | 0 | 0 | 0 | 0 | 0 | 0 | 0 | 0 | 0 | 0 | 0 | 0 | 0 | 0 | 0
Build CC 2035_Units Retired | Build CC_Units Retired | B Build CC_Units Retired | 0 | 0 | System | Generator | Build CC 2035 | Build CC | Units Retired | 1 | - | 0 | 0 | 0 | 0 | 0 | 0 | 0 | 0 | 0 | 0 | 0 | 0 | 0 | 0 | 0 | 0 | 0 | 0 | 0 | 0
Build CC 2035_Capacity Built | Build CC_Capacity Built | B Build CC_Capacity Built | 0 | 0 | System | Generator | Build CC 2035 | Build CC | Capacity Built | 1 | MW | 0 | 0 | 0 | 0 | 0 | 0 | 0 | 0 | 0 | 0 | 0 | 0 | 0 | 0 | 0 | 0 | 0 | 0 | 0 | 0
Build CC 2036_Units | Build CC_Units | B Build CC_Units | 0 | 0 | System | Generator | Build CC 2036 | Build CC | Units | 1 | - | 0 | 0 | 0 | 0 | 0 | 0 | 0 | 0 | 0 | 0 | 0 | 0 | 0 | 0 | 0 | 0 | 0 | 0 | 0 | 0
Build CC 2036_Generation | Build CC_Generation | B Build CC_Generation | 0 | 0 | System | Generator | Build CC 2036 | Build CC | Generation | 1 | GWh | 0 | 0 | 0 | 0 | 0 | 0 | 0 | 0 | 0 | 0 | 0 | 0 | 0 | 0 | 0 | 0 | 0 | 0 | 0 | 0
Build CC 2036_Capacity Factor | Build CC_Capacity Factor | B Build CC_Capacity Factor | 0 | 0 | System | Generator | Build CC 2036 | Build CC | Capacity Factor | 1 | % | 0 | 0 | 0 | 0 | 0 | 0 | 0 | 0 | 0 | 0 | 0 | 0 | 0 | 0 | 0 | 0 | 0 | 0 | 0 | 0
Build CC 2036_FO&M Cost | Build CC_FO&M Cost | B Build CC_FO&M Cost | 0 | 0 | System | Generator | Build CC 2036 | Build CC | FO&M Cost | 1 | 0 | 0 | 0 | 0 | 0 | 0 | 0 | 0 | 0 | 0 | 0 | 0 | 0 | 0 | 0 | 0 | 0 | 0 | 0 | 0 | 0
Build CC 2036_Generation Cost | Build CC_Generation Cost | B Build CC_Generation Cost | 0 | 0 | System | Generator | Build CC 2036 | Build CC | Generation Cost | 1 | 0 | 0 | 0 | 0 | 0 | 0 | 0 | 0 | 0 | 0 | 0 | 0 | 0 | 0 | 0 | 0 | 0 | 0 | 0 | 0 | 0
Build CC 2036_Fixed Costs | Build CC_Fixed Costs | B Build CC_Fixed Costs | 0 | 0 | System | Generator | Build CC 2036 | Build CC | Fixed Costs | 1 | 0 | 0 | 0 | 0 | 0 | 0 | 0 | 0 | 0 | 0 | 0 | 0 | 0 | 0 | 0 | 0 | 0 | 0 | 0 | 0 | 0
Build CC 2036_Pool Revenue | Build CC_Pool Revenue | B Build CC_Pool Revenue | 0 | 0 | System | Generator | Build CC 2036 | Build CC | Pool Revenue | 1 | 0 | 0 | 0 | 0 | 0 | 0 | 0 | 0 | 0 | 0 | 0 | 0 | 0 | 0 | 0 | 0 | 0 | 0 | 0 | 0 | 0
Build CC 2036_Max Capacity | Build CC_Max Capacity | B Build CC_Max Capacity | 325 | 0 | System | Generator | Build CC 2036 | Build CC | Max Capacity | 1 | MW | 0 | 0 | 0 | 0 | 0 | 0 | 0 | 0 | 0 | 0 | 0 | 0 | 325 | 325 | 325 | 325 | 325 | 325 | 325 | 325
Build CC 2036_Installed Capacity | Build CC_Installed Capacity | B Build CC_Installed Capacity | 0 | 0 | System | Generator | Build CC 2036 | Build CC | Installed Capacity | 1 | MW | 0 | 0 | 0 | 0 | 0 | 0 | 0 | 0 | 0 | 0 | 0 | 0 | 0 | 0 | 0 | 0 | 0 | 0 | 0 | 0
Build CC 2036_Firm Capacity | Build CC_Firm Capacity | B Build CC_Firm Capacity | 0 | 0 | System | Generator | Build CC 2036 | Build CC | Firm Capacity | 1 | MW | 0 | 0 | 0 | 0 | 0 | 0 | 0 | 0 | 0 | 0 | 0 | 0 | 0 | 0 | 0 | 0 | 0 | 0 | 0 | 0
Build CC 2036_Forced Outage Rate | Build CC_Forced Outage Rate | B Build CC_Forced Outage Rate | 0 | 0 | System | Generator | Build CC 2036 | Build CC | Forced Outage Rate | 1 | % | 0 | 0 | 0 | 0 | 0 | 0 | 0 | 0 | 0 | 0 | 0 | 0 | 0 | 0 | 0 | 0 | 0 | 0 | 0 | 0
Build CC 2036_Outage Rate | Build CC_Outage Rate | B Build CC_Outage Rate | 0 | 0 | System | Generator | Build CC 2036 | Build CC | Outage Rate | 1 | % | 0 | 0 | 0 | 0 | 0 | 0 | 0 | 0 | 0 | 0 | 0 | 0 | 0 | 0 | 0 | 0 | 0 | 0 | 0 | 0
Build CC 2036_Units Built | Build CC_Units Built | B Build CC_Units Built | 0 | 0 | System | Generator | Build CC 2036 | Build CC | Units Built | 1 | - | 0 | 0 | 0 | 0 | 0 | 0 | 0 | 0 | 0 | 0 | 0 | 0 | 0 | 0 | 0 | 0 | 0 | 0 | 0 | 0
Build CC 2036_Units Retired | Build CC_Units Retired | B Build CC_Units Retired | 0 | 0 | System | Generator | Build CC 2036 | Build CC | Units Retired | 1 | - | 0 | 0 | 0 | 0 | 0 | 0 | 0 | 0 | 0 | 0 | 0 | 0 | 0 | 0 | 0 | 0 | 0 | 0 | 0 | 0
Build CC 2036_Capacity Built | Build CC_Capacity Built | B Build CC_Capacity Built | 0 | 0 | System | Generator | Build CC 2036 | Build CC | Capacity Built | 1 | MW | 0 | 0 | 0 | 0 | 0 | 0 | 0 | 0 | 0 | 0 | 0 | 0 | 0 | 0 | 0 | 0 | 0 | 0 | 0 | 0
Build CC 2037_Units | Build CC_Units | B Build CC_Units | 0 | 0 | System | Generator | Build CC 2037 | Build CC | Units | 1 | - | 0 | 0 | 0 | 0 | 0 | 0 | 0 | 0 | 0 | 0 | 0 | 0 | 0 | 0 | 0 | 0 | 0 | 0 | 0 | 0
Build CC 2037_Generation | Build CC_Generation | B Build CC_Generation | 0 | 0 | System | Generator | Build CC 2037 | Build CC | Generation | 1 | GWh | 0 | 0 | 0 | 0 | 0 | 0 | 0 | 0 | 0 | 0 | 0 | 0 | 0 | 0 | 0 | 0 | 0 | 0 | 0 | 0
Build CC 2037_Capacity Factor | Build CC_Capacity Factor | B Build CC_Capacity Factor | 0 | 0 | System | Generator | Build CC 2037 | Build CC | Capacity Factor | 1 | % | 0 | 0 | 0 | 0 | 0 | 0 | 0 | 0 | 0 | 0 | 0 | 0 | 0 | 0 | 0 | 0 | 0 | 0 | 0 | 0
Build CC 2037_FO&M Cost | Build CC_FO&M Cost | B Build CC_FO&M Cost | 0 | 0 | System | Generator | Build CC 2037 | Build CC | FO&M Cost | 1 | 0 | 0 | 0 | 0 | 0 | 0 | 0 | 0 | 0 | 0 | 0 | 0 | 0 | 0 | 0 | 0 | 0 | 0 | 0 | 0 | 0
Build CC 2037_Generation Cost | Build CC_Generation Cost | B Build CC_Generation Cost | 0 | 0 | System | Generator | Build CC 2037 | Build CC | Generation Cost | 1 | 0 | 0 | 0 | 0 | 0 | 0 | 0 | 0 | 0 | 0 | 0 | 0 | 0 | 0 | 0 | 0 | 0 | 0 | 0 | 0 | 0
Build CC 2037_Fixed Costs | Build CC_Fixed Costs | B Build CC_Fixed Costs | 0 | 0 | System | Generator | Build CC 2037 | Build CC | Fixed Costs | 1 | 0 | 0 | 0 | 0 | 0 | 0 | 0 | 0 | 0 | 0 | 0 | 0 | 0 | 0 | 0 | 0 | 0 | 0 | 0 | 0 | 0
Build CC 2037_Pool Revenue | Build CC_Pool Revenue | B Build CC_Pool Revenue | 0 | 0 | System | Generator | Build CC 2037 | Build CC | Pool Revenue | 1 | 0 | 0 | 0 | 0 | 0 | 0 | 0 | 0 | 0 | 0 | 0 | 0 | 0 | 0 | 0 | 0 | 0 | 0 | 0 | 0 | 0
Build CC 2037_Max Capacity | Build CC_Max Capacity | B Build CC_Max Capacity | 325 | 0 | System | Generator | Build CC 2037 | Build CC | Max Capacity | 1 | MW | 0 | 0 | 0 | 0 | 0 | 0 | 0 | 0 | 0 | 0 | 0 | 0 | 0 | 325 | 325 | 325 | 325 | 325 | 325 | 325
Build CC 2037_Installed Capacity | Build CC_Installed Capacity | B Build CC_Installed Capacity | 0 | 0 | System | Generator | Build CC 2037 | Build CC | Installed Capacity | 1 | MW | 0 | 0 | 0 | 0 | 0 | 0 | 0 | 0 | 0 | 0 | 0 | 0 | 0 | 0 | 0 | 0 | 0 | 0 | 0 | 0
Build CC 2037_Firm Capacity | Build CC_Firm Capacity | B Build CC_Firm Capacity | 0 | 0 | System | Generator | Build CC 2037 | Build CC | Firm Capacity | 1 | MW | 0 | 0 | 0 | 0 | 0 | 0 | 0 | 0 | 0 | 0 | 0 | 0 | 0 | 0 | 0 | 0 | 0 | 0 | 0 | 0
Build CC 2037_Forced Outage Rate | Build CC_Forced Outage Rate | B Build CC_Forced Outage Rate | 0 | 0 | System | Generator | Build CC 2037 | Build CC | Forced Outage Rate | 1 | % | 0 | 0 | 0 | 0 | 0 | 0 | 0 | 0 | 0 | 0 | 0 | 0 | 0 | 0 | 0 | 0 | 0 | 0 | 0 | 0
Build CC 2037_Outage Rate | Build CC_Outage Rate | B Build CC_Outage Rate | 0 | 0 | System | Generator | Build CC 2037 | Build CC | Outage Rate | 1 | % | 0 | 0 | 0 | 0 | 0 | 0 | 0 | 0 | 0 | 0 | 0 | 0 | 0 | 0 | 0 | 0 | 0 | 0 | 0 | 0
Build CC 2037_Units Built | Build CC_Units Built | B Build CC_Units Built | 0 | 0 | System | Generator | Build CC 2037 | Build CC | Units Built | 1 | - | 0 | 0 | 0 | 0 | 0 | 0 | 0 | 0 | 0 | 0 | 0 | 0 | 0 | 0 | 0 | 0 | 0 | 0 | 0 | 0
Build CC 2037_Units Retired | Build CC_Units Retired | B Build CC_Units Retired | 0 | 0 | System | Generator | Build CC 2037 | Build CC | Units Retired | 1 | - | 0 | 0 | 0 | 0 | 0 | 0 | 0 | 0 | 0 | 0 | 0 | 0 | 0 | 0 | 0 | 0 | 0 | 0 | 0 | 0
Build CC 2037_Capacity Built | Build CC_Capacity Built | B Build CC_Capacity Built | 0 | 0 | System | Generator | Build CC 2037 | Build CC | Capacity Built | 1 | MW | 0 | 0 | 0 | 0 | 0 | 0 | 0 | 0 | 0 | 0 | 0 | 0 | 0 | 0 | 0 | 0 | 0 | 0 | 0 | 0
Build CC 2038_Units | Build CC_Units | B Build CC_Units | 0 | 0 | System | Generator | Build CC 2038 | Build CC | Units | 1 | - | 0 | 0 | 0 | 0 | 0 | 0 | 0 | 0 | 0 | 0 | 0 | 0 | 0 | 0 | 0 | 0 | 0 | 0 | 0 | 0
Build CC 2038_Generation | Build CC_Generation | B Build CC_Generation | 0 | 0 | System | Generator | Build CC 2038 | Build CC | Generation | 1 | GWh | 0 | 0 | 0 | 0 | 0 | 0 | 0 | 0 | 0 | 0 | 0 | 0 | 0 | 0 | 0 | 0 | 0 | 0 | 0 | 0
Build CC 2038_Capacity Factor | Build CC_Capacity Factor | B Build CC_Capacity Factor | 0 | 0 | System | Generator | Build CC 2038 | Build CC | Capacity Factor | 1 | % | 0 | 0 | 0 | 0 | 0 | 0 | 0 | 0 | 0 | 0 | 0 | 0 | 0 | 0 | 0 | 0 | 0 | 0 | 0 | 0
Build CC 2038_FO&M Cost | Build CC_FO&M Cost | B Build CC_FO&M Cost | 0 | 0 | System | Generator | Build CC 2038 | Build CC | FO&M Cost | 1 | 0 | 0 | 0 | 0 | 0 | 0 | 0 | 0 | 0 | 0 | 0 | 0 | 0 | 0 | 0 | 0 | 0 | 0 | 0 | 0 | 0
Build CC 2038_Generation Cost | Build CC_Generation Cost | B Build CC_Generation Cost | 0 | 0 | System | Generator | Build CC 2038 | Build CC | Generation Cost | 1 | 0 | 0 | 0 | 0 | 0 | 0 | 0 | 0 | 0 | 0 | 0 | 0 | 0 | 0 | 0 | 0 | 0 | 0 | 0 | 0 | 0
Build CC 2038_Fixed Costs | Build CC_Fixed Costs | B Build CC_Fixed Costs | 0 | 0 | System | Generator | Build CC 2038 | Build CC | Fixed Costs | 1 | 0 | 0 | 0 | 0 | 0 | 0 | 0 | 0 | 0 | 0 | 0 | 0 | 0 | 0 | 0 | 0 | 0 | 0 | 0 | 0 | 0
Build CC 2038_Pool Revenue | Build CC_Pool Revenue | B Build CC_Pool Revenue | 0 | 0 | System | Generator | Build CC 2038 | Build CC | Pool Revenue | 1 | 0 | 0 | 0 | 0 | 0 | 0 | 0 | 0 | 0 | 0 | 0 | 0 | 0 | 0 | 0 | 0 | 0 | 0 | 0 | 0 | 0
Build CC 2038_Max Capacity | Build CC_Max Capacity | B Build CC_Max Capacity | 325 | 0 | System | Generator | Build CC 2038 | Build CC | Max Capacity | 1 | MW | 0 | 0 | 0 | 0 | 0 | 0 | 0 | 0 | 0 | 0 | 0 | 0 | 0 | 0 | 325 | 325 | 325 | 325 | 325 | 325
Build CC 2038_Installed Capacity | Build CC_Installed Capacity | B Build CC_Installed Capacity | 0 | 0 | System | Generator | Build CC 2038 | Build CC | Installed Capacity | 1 | MW | 0 | 0 | 0 | 0 | 0 | 0 | 0 | 0 | 0 | 0 | 0 | 0 | 0 | 0 | 0 | 0 | 0 | 0 | 0 | 0
Build CC 2038_Firm Capacity | Build CC_Firm Capacity | B Build CC_Firm Capacity | 0 | 0 | System | Generator | Build CC 2038 | Build CC | Firm Capacity | 1 | MW | 0 | 0 | 0 | 0 | 0 | 0 | 0 | 0 | 0 | 0 | 0 | 0 | 0 | 0 | 0 | 0 | 0 | 0 | 0 | 0
Build CC 2038_Forced Outage Rate | Build CC_Forced Outage Rate | B Build CC_Forced Outage Rate | 0 | 0 | System | Generator | Build CC 2038 | Build CC | Forced Outage Rate | 1 | % | 0 | 0 | 0 | 0 | 0 | 0 | 0 | 0 | 0 | 0 | 0 | 0 | 0 | 0 | 0 | 0 | 0 | 0 | 0 | 0
Build CC 2038_Outage Rate | Build CC_Outage Rate | B Build CC_Outage Rate | 0 | 0 | System | Generator | Build CC 2038 | Build CC | Outage Rate | 1 | % | 0 | 0 | 0 | 0 | 0 | 0 | 0 | 0 | 0 | 0 | 0 | 0 | 0 | 0 | 0 | 0 | 0 | 0 | 0 | 0
Build CC 2038_Units Built | Build CC_Units Built | B Build CC_Units Built | 0 | 0 | System | Generator | Build CC 2038 | Build CC | Units Built | 1 | - | 0 | 0 | 0 | 0 | 0 | 0 | 0 | 0 | 0 | 0 | 0 | 0 | 0 | 0 | 0 | 0 | 0 | 0 | 0 | 0
Build CC 2038_Units Retired | Build CC_Units Retired | B Build CC_Units Retired | 0 | 0 | System | Generator | Build CC 2038 | Build CC | Units Retired | 1 | - | 0 | 0 | 0 | 0 | 0 | 0 | 0 | 0 | 0 | 0 | 0 | 0 | 0 | 0 | 0 | 0 | 0 | 0 | 0 | 0
Build CC 2038_Capacity Built | Build CC_Capacity Built | B Build CC_Capacity Built | 0 | 0 | System | Generator | Build CC 2038 | Build CC | Capacity Built | 1 | MW | 0 | 0 | 0 | 0 | 0 | 0 | 0 | 0 | 0 | 0 | 0 | 0 | 0 | 0 | 0 | 0 | 0 | 0 | 0 | 0
Build CC 2039_Units | Build CC_Units | B Build CC_Units | 1 | 0 | System | Generator | Build CC 2039 | Build CC | Units | 1 | - | 0 | 0 | 0 | 0 | 0 | 0 | 0 | 0 | 0 | 0 | 0 | 0 | 0 | 0 | 0 | 1 | 1 | 1 | 1 | 1
Build CC 2039_Generation | Build CC_Generation | B Build CC_Generation | 1798.1459 | 0 | System | Generator | Build CC 2039 | Build CC | Generation | 1 | GWh | 0 | 0 | 0 | 0 | 0 | 0 | 0 | 0 | 0 | 0 | 0 | 0 | 0 | 0 | 0 | 1337.996 | 1651.5883 | 1798.1459 | 1736.6392 | 1776.5787
Build CC 2039_Capacity Factor | Build CC_Capacity Factor | B Build CC_Capacity Factor | 63.1593 | 0 | System | Generator | Build CC 2039 | Build CC | Capacity Factor | 1 | % | 0 | 0 | 0 | 0 | 0 | 0 | 0 | 0 | 0 | 0 | 0 | 0 | 0 | 0 | 0 | 46.9967 | 57.853 | 63.1593 | 60.9989 | 62.4018
Build CC 2039_FO&M Cost | Build CC_FO&M Cost | B Build CC_FO&M Cost | 72187.0391 | 0 | System | Generator | Build CC 2039 | Build CC | FO&M Cost | 1 | 0 | 0 | 0 | 0 | 0 | 0 | 0 | 0 | 0 | 0 | 0 | 0 | 0 | 0 | 0 | 0 | 72187.0391 | 71591.9297 | 70226.4453 | 69148.0703 | 68152.8047
Build CC 2039_Generation Cost | Build CC_Generation Cost | B Build CC_Generation Cost | 86845.875 | 0 | System | Generator | Build CC 2039 | Build CC | Generation Cost | 1 | 0 | 0 | 0 | 0 | 0 | 0 | 0 | 0 | 0 | 0 | 0 | 0 | 0 | 0 | 0 | 0 | 53549.5898 | 70568.8594 | 82155.9141 | 81913.8281 | 86845.875
Build CC 2039_Fixed Costs | Build CC_Fixed Costs | B Build CC_Fixed Costs | 72187.0391 | 0 | System | Generator | Build CC 2039 | Build CC | Fixed Costs | 1 | 0 | 0 | 0 | 0 | 0 | 0 | 0 | 0 | 0 | 0 | 0 | 0 | 0 | 0 | 0 | 0 | 72187.0391 | 71591.9297 | 70226.4453 | 69148.0703 | 68152.8047
Build CC 2039_Pool Revenue | Build CC_Pool Revenue | B Build CC_Pool Revenue | 60436.9297 | 0 | System | Generator | Build CC 2039 | Build CC | Pool Revenue | 1 | 0 | 0 | 0 | 0 | 0 | 0 | 0 | 0 | 0 | 0 | 0 | 0 | 0 | 0 | 0 | 0 | 42626.3398 | 52744.25 | 57462.1172 | 57598.7539 | 60436.9297
Build CC 2039_Max Capacity | Build CC_Max Capacity | B Build CC_Max Capacity | 325 | 0 | System | Generator | Build CC 2039 | Build CC | Max Capacity | 1 | MW | 0 | 0 | 0 | 0 | 0 | 0 | 0 | 0 | 0 | 0 | 0 | 0 | 0 | 0 | 0 | 325 | 325 | 325 | 325 | 325
Build CC 2039_Installed Capacity | Build CC_Installed Capacity | B Build CC_Installed Capacity | 325 | 0 | System | Generator | Build CC 2039 | Build CC | Installed Capacity | 1 | MW | 0 | 0 | 0 | 0 | 0 | 0 | 0 | 0 | 0 | 0 | 0 | 0 | 0 | 0 | 0 | 325 | 325 | 325 | 325 | 325
Build CC 2039_Firm Capacity | Build CC_Firm Capacity | B Build CC_Firm Capacity | 325 | 0 | System | Generator | Build CC 2039 | Build CC | Firm Capacity | 1 | MW | 0 | 0 | 0 | 0 | 0 | 0 | 0 | 0 | 0 | 0 | 0 | 0 | 0 | 0 | 0 | 325 | 325 | 325 | 325 | 325
Build CC 2039_Forced Outage Rate | Build CC_Forced Outage Rate | B Build CC_Forced Outage Rate | 8 | 0 | System | Generator | Build CC 2039 | Build CC | Forced Outage Rate | 1 | % | 0 | 0 | 0 | 0 | 0 | 0 | 0 | 0 | 0 | 0 | 0 | 0 | 0 | 0 | 0 | 8 | 8 | 8 | 8 | 8
Build CC 2039_Outage Rate | Build CC_Outage Rate | B Build CC_Outage Rate | 20 | 0 | System | Generator | Build CC 2039 | Build CC | Outage Rate | 1 | % | 0 | 0 | 0 | 0 | 0 | 0 | 0 | 0 | 0 | 0 | 0 | 0 | 0 | 0 | 0 | 20 | 20 | 20 | 20 | 20
Build CC 2039_Units Built | Build CC_Units Built | B Build CC_Units Built | 1 | 0 | System | Generator | Build CC 2039 | Build CC | Units Built | 1 | - | 0 | 0 | 0 | 0 | 0 | 0 | 0 | 0 | 0 | 0 | 0 | 0 | 0 | 0 | 0 | 1 | 0 | 0 | 0 | 0
Build CC 2039_Units Retired | Build CC_Units Retired | B Build CC_Units Retired | 0 | 0 | System | Generator | Build CC 2039 | Build CC | Units Retired | 1 | - | 0 | 0 | 0 | 0 | 0 | 0 | 0 | 0 | 0 | 0 | 0 | 0 | 0 | 0 | 0 | 0 | 0 | 0 | 0 | 0
Build CC 2039_Capacity Built | Build CC_Capacity Built | B Build CC_Capacity Built | 325 | 0 | System | Generator | Build CC 2039 | Build CC | Capacity Built | 1 | MW | 0 | 0 | 0 | 0 | 0 | 0 | 0 | 0 | 0 | 0 | 0 | 0 | 0 | 0 | 0 | 325 | 0 | 0 | 0 | 0
Build CC 2040_Units | Build CC_Units | B Build CC_Units | 0 | 0 | System | Generator | Build CC 2040 | Build CC | Units | 1 | - | 0 | 0 | 0 | 0 | 0 | 0 | 0 | 0 | 0 | 0 | 0 | 0 | 0 | 0 | 0 | 0 | 0 | 0 | 0 | 0
Build CC 2040_Generation | Build CC_Generation | B Build CC_Generation | 0 | 0 | System | Generator | Build CC 2040 | Build CC | Generation | 1 | GWh | 0 | 0 | 0 | 0 | 0 | 0 | 0 | 0 | 0 | 0 | 0 | 0 | 0 | 0 | 0 | 0 | 0 | 0 | 0 | 0
Build CC 2040_Capacity Factor | Build CC_Capacity Factor | B Build CC_Capacity Factor | 0 | 0 | System | Generator | Build CC 2040 | Build CC | Capacity Factor | 1 | % | 0 | 0 | 0 | 0 | 0 | 0 | 0 | 0 | 0 | 0 | 0 | 0 | 0 | 0 | 0 | 0 | 0 | 0 | 0 | 0
Build CC 2040_FO&M Cost | Build CC_FO&M Cost | B Build CC_FO&M Cost | 0 | 0 | System | Generator | Build CC 2040 | Build CC | FO&M Cost | 1 | 0 | 0 | 0 | 0 | 0 | 0 | 0 | 0 | 0 | 0 | 0 | 0 | 0 | 0 | 0 | 0 | 0 | 0 | 0 | 0 | 0
Build CC 2040_Generation Cost | Build CC_Generation Cost | B Build CC_Generation Cost | 0 | 0 | System | Generator | Build CC 2040 | Build CC | Generation Cost | 1 | 0 | 0 | 0 | 0 | 0 | 0 | 0 | 0 | 0 | 0 | 0 | 0 | 0 | 0 | 0 | 0 | 0 | 0 | 0 | 0 | 0
Build CC 2040_Fixed Costs | Build CC_Fixed Costs | B Build CC_Fixed Costs | 0 | 0 | System | Generator | Build CC 2040 | Build CC | Fixed Costs | 1 | 0 | 0 | 0 | 0 | 0 | 0 | 0 | 0 | 0 | 0 | 0 | 0 | 0 | 0 | 0 | 0 | 0 | 0 | 0 | 0 | 0
Build CC 2040_Pool Revenue | Build CC_Pool Revenue | B Build CC_Pool Revenue | 0 | 0 | System | Generator | Build CC 2040 | Build CC | Pool Revenue | 1 | 0 | 0 | 0 | 0 | 0 | 0 | 0 | 0 | 0 | 0 | 0 | 0 | 0 | 0 | 0 | 0 | 0 | 0 | 0 | 0 | 0
Build CC 2040_Max Capacity | Build CC_Max Capacity | B Build CC_Max Capacity | 325 | 0 | System | Generator | Build CC 2040 | Build CC | Max Capacity | 1 | MW | 0 | 0 | 0 | 0 | 0 | 0 | 0 | 0 | 0 | 0 | 0 | 0 | 0 | 0 | 0 | 0 | 325 | 325 | 325 | 325
Build CC 2040_Installed Capacity | Build CC_Installed Capacity | B Build CC_Installed Capacity | 0 | 0 | System | Generator | Build CC 2040 | Build CC | Installed Capacity | 1 | MW | 0 | 0 | 0 | 0 | 0 | 0 | 0 | 0 | 0 | 0 | 0 | 0 | 0 | 0 | 0 | 0 | 0 | 0 | 0 | 0
Build CC 2040_Firm Capacity | Build CC_Firm Capacity | B Build CC_Firm Capacity | 0 | 0 | System | Generator | Build CC 2040 | Build CC | Firm Capacity | 1 | MW | 0 | 0 | 0 | 0 | 0 | 0 | 0 | 0 | 0 | 0 | 0 | 0 | 0 | 0 | 0 | 0 | 0 | 0 | 0 | 0
Build CC 2040_Forced Outage Rate | Build CC_Forced Outage Rate | B Build CC_Forced Outage Rate | 0 | 0 | System | Generator | Build CC 2040 | Build CC | Forced Outage Rate | 1 | % | 0 | 0 | 0 | 0 | 0 | 0 | 0 | 0 | 0 | 0 | 0 | 0 | 0 | 0 | 0 | 0 | 0 | 0 | 0 | 0
Build CC 2040_Outage Rate | Build CC_Outage Rate | B Build CC_Outage Rate | 0 | 0 | System | Generator | Build CC 2040 | Build CC | Outage Rate | 1 | % | 0 | 0 | 0 | 0 | 0 | 0 | 0 | 0 | 0 | 0 | 0 | 0 | 0 | 0 | 0 | 0 | 0 | 0 | 0 | 0
Build CC 2040_Units Built | Build CC_Units Built | B Build CC_Units Built | 0 | 0 | System | Generator | Build CC 2040 | Build CC | Units Built | 1 | - | 0 | 0 | 0 | 0 | 0 | 0 | 0 | 0 | 0 | 0 | 0 | 0 | 0 | 0 | 0 | 0 | 0 | 0 | 0 | 0
Build CC 2040_Units Retired | Build CC_Units Retired | B Build CC_Units Retired | 0 | 0 | System | Generator | Build CC 2040 | Build CC | Units Retired | 1 | - | 0 | 0 | 0 | 0 | 0 | 0 | 0 | 0 | 0 | 0 | 0 | 0 | 0 | 0 | 0 | 0 | 0 | 0 | 0 | 0
Build CC 2040_Capacity Built | Build CC_Capacity Built | B Build CC_Capacity Built | 0 | 0 | System | Generator | Build CC 2040 | Build CC | Capacity Built | 1 | MW | 0 | 0 | 0 | 0 | 0 | 0 | 0 | 0 | 0 | 0 | 0 | 0 | 0 | 0 | 0 | 0 | 0 | 0 | 0 | 0
Build CC 2041_Units | Build CC_Units | B Build CC_Units | 0 | 0 | System | Generator | Build CC 2041 | Build CC | Units | 1 | - | 0 | 0 | 0 | 0 | 0 | 0 | 0 | 0 | 0 | 0 | 0 | 0 | 0 | 0 | 0 | 0 | 0 | 0 | 0 | 0
Build CC 2041_Generation | Build CC_Generation | B Build CC_Generation | 0 | 0 | System | Generator | Build CC 2041 | Build CC | Generation | 1 | GWh | 0 | 0 | 0 | 0 | 0 | 0 | 0 | 0 | 0 | 0 | 0 | 0 | 0 | 0 | 0 | 0 | 0 | 0 | 0 | 0
Build CC 2041_Capacity Factor | Build CC_Capacity Factor | B Build CC_Capacity Factor | 0 | 0 | System | Generator | Build CC 2041 | Build CC | Capacity Factor | 1 | % | 0 | 0 | 0 | 0 | 0 | 0 | 0 | 0 | 0 | 0 | 0 | 0 | 0 | 0 | 0 | 0 | 0 | 0 | 0 | 0
Build CC 2041_FO&M Cost | Build CC_FO&M Cost | B Build CC_FO&M Cost | 0 | 0 | System | Generator | Build CC 2041 | Build CC | FO&M Cost | 1 | 0 | 0 | 0 | 0 | 0 | 0 | 0 | 0 | 0 | 0 | 0 | 0 | 0 | 0 | 0 | 0 | 0 | 0 | 0 | 0 | 0
Build CC 2041_Generation Cost | Build CC_Generation Cost | B Build CC_Generation Cost | 0 | 0 | System | Generator | Build CC 2041 | Build CC | Generation Cost | 1 | 0 | 0 | 0 | 0 | 0 | 0 | 0 | 0 | 0 | 0 | 0 | 0 | 0 | 0 | 0 | 0 | 0 | 0 | 0 | 0 | 0
Build CC 2041_Fixed Costs | Build CC_Fixed Costs | B Build CC_Fixed Costs | 0 | 0 | System | Generator | Build CC 2041 | Build CC | Fixed Costs | 1 | 0 | 0 | 0 | 0 | 0 | 0 | 0 | 0 | 0 | 0 | 0 | 0 | 0 | 0 | 0 | 0 | 0 | 0 | 0 | 0 | 0
Build CC 2041_Pool Revenue | Build CC_Pool Revenue | B Build CC_Pool Revenue | 0 | 0 | System | Generator | Build CC 2041 | Build CC | Pool Revenue | 1 | 0 | 0 | 0 | 0 | 0 | 0 | 0 | 0 | 0 | 0 | 0 | 0 | 0 | 0 | 0 | 0 | 0 | 0 | 0 | 0 | 0
Build CC 2041_Max Capacity | Build CC_Max Capacity | B Build CC_Max Capacity | 325 | 0 | System | Generator | Build CC 2041 | Build CC | Max Capacity | 1 | MW | 0 | 0 | 0 | 0 | 0 | 0 | 0 | 0 | 0 | 0 | 0 | 0 | 0 | 0 | 0 | 0 | 0 | 325 | 325 | 325
Build CC 2041_Installed Capacity | Build CC_Installed Capacity | B Build CC_Installed Capacity | 0 | 0 | System | Generator | Build CC 2041 | Build CC | Installed Capacity | 1 | MW | 0 | 0 | 0 | 0 | 0 | 0 | 0 | 0 | 0 | 0 | 0 | 0 | 0 | 0 | 0 | 0 | 0 | 0 | 0 | 0
Build CC 2041_Firm Capacity | Build CC_Firm Capacity | B Build CC_Firm Capacity | 0 | 0 | System | Generator | Build CC 2041 | Build CC | Firm Capacity | 1 | MW | 0 | 0 | 0 | 0 | 0 | 0 | 0 | 0 | 0 | 0 | 0 | 0 | 0 | 0 | 0 | 0 | 0 | 0 | 0 | 0
Build CC 2041_Forced Outage Rate | Build CC_Forced Outage Rate | B Build CC_Forced Outage Rate | 0 | 0 | System | Generator | Build CC 2041 | Build CC | Forced Outage Rate | 1 | % | 0 | 0 | 0 | 0 | 0 | 0 | 0 | 0 | 0 | 0 | 0 | 0 | 0 | 0 | 0 | 0 | 0 | 0 | 0 | 0
Build CC 2041_Outage Rate | Build CC_Outage Rate | B Build CC_Outage Rate | 0 | 0 | System | Generator | Build CC 2041 | Build CC | Outage Rate | 1 | % | 0 | 0 | 0 | 0 | 0 | 0 | 0 | 0 | 0 | 0 | 0 | 0 | 0 | 0 | 0 | 0 | 0 | 0 | 0 | 0
Build CC 2041_Units Built | Build CC_Units Built | B Build CC_Units Built | 0 | 0 | System | Generator | Build CC 2041 | Build CC | Units Built | 1 | - | 0 | 0 | 0 | 0 | 0 | 0 | 0 | 0 | 0 | 0 | 0 | 0 | 0 | 0 | 0 | 0 | 0 | 0 | 0 | 0
Build CC 2041_Units Retired | Build CC_Units Retired | B Build CC_Units Retired | 0 | 0 | System | Generator | Build CC 2041 | Build CC | Units Retired | 1 | - | 0 | 0 | 0 | 0 | 0 | 0 | 0 | 0 | 0 | 0 | 0 | 0 | 0 | 0 | 0 | 0 | 0 | 0 | 0 | 0
Build CC 2041_Capacity Built | Build CC_Capacity Built | B Build CC_Capacity Built | 0 | 0 | System | Generator | Build CC 2041 | Build CC | Capacity Built | 1 | MW | 0 | 0 | 0 | 0 | 0 | 0 | 0 | 0 | 0 | 0 | 0 | 0 | 0 | 0 | 0 | 0 | 0 | 0 | 0 | 0
Build CC 2042_Units | Build CC_Units | B Build CC_Units | 0 | 0 | System | Generator | Build CC 2042 | Build CC | Units | 1 | - | 0 | 0 | 0 | 0 | 0 | 0 | 0 | 0 | 0 | 0 | 0 | 0 | 0 | 0 | 0 | 0 | 0 | 0 | 0 | 0
Build CC 2042_Generation | Build CC_Generation | B Build CC_Generation | 0 | 0 | System | Generator | Build CC 2042 | Build CC | Generation | 1 | GWh | 0 | 0 | 0 | 0 | 0 | 0 | 0 | 0 | 0 | 0 | 0 | 0 | 0 | 0 | 0 | 0 | 0 | 0 | 0 | 0
Build CC 2042_Capacity Factor | Build CC_Capacity Factor | B Build CC_Capacity Factor | 0 | 0 | System | Generator | Build CC 2042 | Build CC | Capacity Factor | 1 | % | 0 | 0 | 0 | 0 | 0 | 0 | 0 | 0 | 0 | 0 | 0 | 0 | 0 | 0 | 0 | 0 | 0 | 0 | 0 | 0
Build CC 2042_FO&M Cost | Build CC_FO&M Cost | B Build CC_FO&M Cost | 0 | 0 | System | Generator | Build CC 2042 | Build CC | FO&M Cost | 1 | 0 | 0 | 0 | 0 | 0 | 0 | 0 | 0 | 0 | 0 | 0 | 0 | 0 | 0 | 0 | 0 | 0 | 0 | 0 | 0 | 0
Build CC 2042_Generation Cost | Build CC_Generation Cost | B Build CC_Generation Cost | 0 | 0 | System | Generator | Build CC 2042 | Build CC | Generation Cost | 1 | 0 | 0 | 0 | 0 | 0 | 0 | 0 | 0 | 0 | 0 | 0 | 0 | 0 | 0 | 0 | 0 | 0 | 0 | 0 | 0 | 0
Build CC 2042_Fixed Costs | Build CC_Fixed Costs | B Build CC_Fixed Costs | 0 | 0 | System | Generator | Build CC 2042 | Build CC | Fixed Costs | 1 | 0 | 0 | 0 | 0 | 0 | 0 | 0 | 0 | 0 | 0 | 0 | 0 | 0 | 0 | 0 | 0 | 0 | 0 | 0 | 0 | 0
Build CC 2042_Pool Revenue | Build CC_Pool Revenue | B Build CC_Pool Revenue | 0 | 0 | System | Generator | Build CC 2042 | Build CC | Pool Revenue | 1 | 0 | 0 | 0 | 0 | 0 | 0 | 0 | 0 | 0 | 0 | 0 | 0 | 0 | 0 | 0 | 0 | 0 | 0 | 0 | 0 | 0
Build CC 2042_Max Capacity | Build CC_Max Capacity | B Build CC_Max Capacity | 325 | 0 | System | Generator | Build CC 2042 | Build CC | Max Capacity | 1 | MW | 0 | 0 | 0 | 0 | 0 | 0 | 0 | 0 | 0 | 0 | 0 | 0 | 0 | 0 | 0 | 0 | 0 | 0 | 325 | 325
Build CC 2042_Installed Capacity | Build CC_Installed Capacity | B Build CC_Installed Capacity | 0 | 0 | System | Generator | Build CC 2042 | Build CC | Installed Capacity | 1 | MW | 0 | 0 | 0 | 0 | 0 | 0 | 0 | 0 | 0 | 0 | 0 | 0 | 0 | 0 | 0 | 0 | 0 | 0 | 0 | 0
Build CC 2042_Firm Capacity | Build CC_Firm Capacity | B Build CC_Firm Capacity | 0 | 0 | System | Generator | Build CC 2042 | Build CC | Firm Capacity | 1 | MW | 0 | 0 | 0 | 0 | 0 | 0 | 0 | 0 | 0 | 0 | 0 | 0 | 0 | 0 | 0 | 0 | 0 | 0 | 0 | 0
Build CC 2042_Forced Outage Rate | Build CC_Forced Outage Rate | B Build CC_Forced Outage Rate | 0 | 0 | System | Generator | Build CC 2042 | Build CC | Forced Outage Rate | 1 | % | 0 | 0 | 0 | 0 | 0 | 0 | 0 | 0 | 0 | 0 | 0 | 0 | 0 | 0 | 0 | 0 | 0 | 0 | 0 | 0
Build CC 2042_Outage Rate | Build CC_Outage Rate | B Build CC_Outage Rate | 0 | 0 | System | Generator | Build CC 2042 | Build CC | Outage Rate | 1 | % | 0 | 0 | 0 | 0 | 0 | 0 | 0 | 0 | 0 | 0 | 0 | 0 | 0 | 0 | 0 | 0 | 0 | 0 | 0 | 0
Build CC 2042_Units Built | Build CC_Units Built | B Build CC_Units Built | 0 | 0 | System | Generator | Build CC 2042 | Build CC | Units Built | 1 | - | 0 | 0 | 0 | 0 | 0 | 0 | 0 | 0 | 0 | 0 | 0 | 0 | 0 | 0 | 0 | 0 | 0 | 0 | 0 | 0
Build CC 2042_Units Retired | Build CC_Units Retired | B Build CC_Units Retired | 0 | 0 | System | Generator | Build CC 2042 | Build CC | Units Retired | 1 | - | 0 | 0 | 0 | 0 | 0 | 0 | 0 | 0 | 0 | 0 | 0 | 0 | 0 | 0 | 0 | 0 | 0 | 0 | 0 | 0
Build CC 2042_Capacity Built | Build CC_Capacity Built | B Build CC_Capacity Built | 0 | 0 | System | Generator | Build CC 2042 | Build CC | Capacity Built | 1 | MW | 0 | 0 | 0 | 0 | 0 | 0 | 0 | 0 | 0 | 0 | 0 | 0 | 0 | 0 | 0 | 0 | 0 | 0 | 0 | 0
Build CC 2043_Units | Build CC_Units | B Build CC_Units | 0 | 0 | System | Generator | Build CC 2043 | Build CC | Units | 1 | - | 0 | 0 | 0 | 0 | 0 | 0 | 0 | 0 | 0 | 0 | 0 | 0 | 0 | 0 | 0 | 0 | 0 | 0 | 0 | 0
Build CC 2043_Generation | Build CC_Generation | B Build CC_Generation | 0 | 0 | System | Generator | Build CC 2043 | Build CC | Generation | 1 | GWh | 0 | 0 | 0 | 0 | 0 | 0 | 0 | 0 | 0 | 0 | 0 | 0 | 0 | 0 | 0 | 0 | 0 | 0 | 0 | 0
Build CC 2043_Capacity Factor | Build CC_Capacity Factor | B Build CC_Capacity Factor | 0 | 0 | System | Generator | Build CC 2043 | Build CC | Capacity Factor | 1 | % | 0 | 0 | 0 | 0 | 0 | 0 | 0 | 0 | 0 | 0 | 0 | 0 | 0 | 0 | 0 | 0 | 0 | 0 | 0 | 0
Build CC 2043_FO&M Cost | Build CC_FO&M Cost | B Build CC_FO&M Cost | 0 | 0 | System | Generator | Build CC 2043 | Build CC | FO&M Cost | 1 | 0 | 0 | 0 | 0 | 0 | 0 | 0 | 0 | 0 | 0 | 0 | 0 | 0 | 0 | 0 | 0 | 0 | 0 | 0 | 0 | 0
Build CC 2043_Generation Cost | Build CC_Generation Cost | B Build CC_Generation Cost | 0 | 0 | System | Generator | Build CC 2043 | Build CC | Generation Cost | 1 | 0 | 0 | 0 | 0 | 0 | 0 | 0 | 0 | 0 | 0 | 0 | 0 | 0 | 0 | 0 | 0 | 0 | 0 | 0 | 0 | 0
Build CC 2043_Fixed Costs | Build CC_Fixed Costs | B Build CC_Fixed Costs | 0 | 0 | System | Generator | Build CC 2043 | Build CC | Fixed Costs | 1 | 0 | 0 | 0 | 0 | 0 | 0 | 0 | 0 | 0 | 0 | 0 | 0 | 0 | 0 | 0 | 0 | 0 | 0 | 0 | 0 | 0
Build CC 2043_Pool Revenue | Build CC_Pool Revenue | B Build CC_Pool Revenue | 0 | 0 | System | Generator | Build CC 2043 | Build CC | Pool Revenue | 1 | 0 | 0 | 0 | 0 | 0 | 0 | 0 | 0 | 0 | 0 | 0 | 0 | 0 | 0 | 0 | 0 | 0 | 0 | 0 | 0 | 0
Build CC 2043_Max Capacity | Build CC_Max Capacity | B Build CC_Max Capacity | 325 | 0 | System | Generator | Build CC 2043 | Build CC | Max Capacity | 1 | MW | 0 | 0 | 0 | 0 | 0 | 0 | 0 | 0 | 0 | 0 | 0 | 0 | 0 | 0 | 0 | 0 | 0 | 0 | 0 | 325
Build CC 2043_Installed Capacity | Build CC_Installed Capacity | B Build CC_Installed Capacity | 0 | 0 | System | Generator | Build CC 2043 | Build CC | Installed Capacity | 1 | MW | 0 | 0 | 0 | 0 | 0 | 0 | 0 | 0 | 0 | 0 | 0 | 0 | 0 | 0 | 0 | 0 | 0 | 0 | 0 | 0
Build CC 2043_Firm Capacity | Build CC_Firm Capacity | B Build CC_Firm Capacity | 0 | 0 | System | Generator | Build CC 2043 | Build CC | Firm Capacity | 1 | MW | 0 | 0 | 0 | 0 | 0 | 0 | 0 | 0 | 0 | 0 | 0 | 0 | 0 | 0 | 0 | 0 | 0 | 0 | 0 | 0
Build CC 2043_Forced Outage Rate | Build CC_Forced Outage Rate | B Build CC_Forced Outage Rate | 0 | 0 | System | Generator | Build CC 2043 | Build CC | Forced Outage Rate | 1 | % | 0 | 0 | 0 | 0 | 0 | 0 | 0 | 0 | 0 | 0 | 0 | 0 | 0 | 0 | 0 | 0 | 0 | 0 | 0 | 0
Build CC 2043_Outage Rate | Build CC_Outage Rate | B Build CC_Outage Rate | 0 | 0 | System | Generator | Build CC 2043 | Build CC | Outage Rate | 1 | % | 0 | 0 | 0 | 0 | 0 | 0 | 0 | 0 | 0 | 0 | 0 | 0 | 0 | 0 | 0 | 0 | 0 | 0 | 0 | 0
Build CC 2043_Units Built | Build CC_Units Built | B Build CC_Units Built | 0 | 0 | System | Generator | Build CC 2043 | Build CC | Units Built | 1 | - | 0 | 0 | 0 | 0 | 0 | 0 | 0 | 0 | 0 | 0 | 0 | 0 | 0 | 0 | 0 | 0 | 0 | 0 | 0 | 0
Build CC 2043_Units Retired | Build CC_Units Retired | B Build CC_Units Retired | 0 | 0 | System | Generator | Build CC 2043 | Build CC | Units Retired | 1 | - | 0 | 0 | 0 | 0 | 0 | 0 | 0 | 0 | 0 | 0 | 0 | 0 | 0 | 0 | 0 | 0 | 0 | 0 | 0 | 0
Build CC 2043_Capacity Built | Build CC_Capacity Built | B Build CC_Capacity Built | 0 | 0 | System | Generator | Build CC 2043 | Build CC | Capacity Built | 1 | MW | 0 | 0 | 0 | 0 | 0 | 0 | 0 | 0 | 0 | 0 | 0 | 0 | 0 | 0 | 0 | 0 | 0 | 0 | 0 | 0
G Dogwood_Units | Build CC_Units | G Build CC_Units | 1 | 0 | System | Generator | G Dogwood | Build CC | Units | 1 | - | bar: 2024 to 2043
G Dogwood_Generation | Build CC_Generation | G Build CC_Generation | 693.8436 | 0 | System | Generator | G Dogwood | Build CC | Generation | 1 | GWh | 195.3658 | 160.1905 | 189.424 | 160.1905 | 182.2939 | 247.8912 | 351.1937 | 693.8436 | 653.5538 | 603.5338 | 479.0377 | 364.3933 | 374.9566 | 368.091 | 458.2922 | 240.877 | 274.9076 | 434.9578 | 340.0115 | 347.8115
G Dogwood_Capacity Factor | Build CC_Capacity Factor | G Build CC_Capacity Factor | 55.3875 | 0 | System | Generator | G Dogwood | Build CC | Capacity Factor | 1 | % | 15.5529 | 12.7875 | 15.1212 | 12.7875 | 14.5122 | 19.7884 | 28.0348 | 55.3875 | 52.0287 | 48.1783 | 38.2402 | 29.0884 | 29.8499 | 29.3836 | 36.5841 | 19.2285 | 21.8851 | 34.7214 | 27.1421 | 27.7648
G Dogwood_FO&M Cost | Build CC_FO&M Cost | G Build CC_FO&M Cost | 13024.6328 | 0 | System | Generator | G Dogwood | Build CC | FO&M Cost | 1 | 0 | 3564.5564 | 6022.4502 | 8312.4199 | 9849.2852 | 10681.2363 | 10488.8994 | 11062.3818 | 13024.6328 | 12910.2451 | 12720.0117 | 12567.4316 | 12580.2256 | 12614.7998 | 12429.9434 | 12273.5713 | 12142.8867 | 12277.957 | 12356.3994 | 12301.2275 | 12240.0977
G Dogwood_Generation Cost | Build CC_Generation Cost | G Build CC_Generation Cost | 21289.8066 | 0 | System | Generator | G Dogwood | Build CC | Generation Cost | 1 | 0 | 4302.8545 | 4183.4258 | 5126.4141 | 4235.9712 | 4987.4727 | 6824.5308 | 10038.2666 | 20830.8789 | 20454.7441 | 19922.7266 | 16236.4746 | 13226.001 | 13928.7822 | 14597.1934 | 18917.0273 | 9914.7754 | 12477.8857 | 21289.8066 | 17144.7441 | 18226.6582
G Dogwood_Fixed Costs | Build CC_Fixed Costs | G Build CC_Fixed Costs | 13024.6328 | 0 | System | Generator | G Dogwood | Build CC | Fixed Costs | 1 | 0 | 3564.5564 | 6022.4502 | 8312.4199 | 9849.2852 | 10681.2363 | 10488.8994 | 11062.3818 | 13024.6328 | 12910.2451 | 12720.0117 | 12567.4316 | 12580.2256 | 12614.7998 | 12429.9434 | 12273.5713 | 12142.8867 | 12277.957 | 12356.3994 | 12301.2275 | 12240.0977
G Dogwood_Pool Revenue | Build CC_Pool Revenue | G Build CC_Pool Revenue | 17581.9609 | 0 | System | Generator | G Dogwood | Build CC | Pool Revenue | 1 | 0 | 5411.2993 | 4998.4453 | 6168.7378 | 4990.0518 | 5843.1187 | 8015.5757 | 10986.7666 | 17451.2773 | 17581.9609 | 16873.7578 | 14365.1279 | 11840.6436 | 12407.6006 | 12578.9951 | 15584.0996 | 10301.4238 | 11380.8877 | 17060.2793 | 14386.4795 | 15014.9248
G Dogwood_Max Capacity | Build CC_Max Capacity | G Build CC_Max Capacity | 143.0032 | 0 | System | Generator | G Dogwood | Build CC | Max Capacity | 1 | MW | 143.0032 | 143.0032 | 143.0032 | 143.0032 | 143.0032 | 143.0032 | 143.0032 | 143.0032 | 143.0032 | 143.0032 | 143.0032 | 143.0032 | 143.0032 | 143.0032 | 143.0032 | 143.0032 | 143.0032 | 143.0032 | 143.0032 | 143.0032
G Dogwood_Installed Capacity | Build CC_Installed Capacity | G Build CC_Installed Capacity | 143.0032 | 0 | System | Generator | G Dogwood | Build CC | Installed Capacity | 1 | MW | 143.0032 | 143.0032 | 143.0032 | 143.0032 | 143.0032 | 143.0032 | 143.0032 | 143.0032 | 143.0032 | 143.0032 | 143.0032 | 143.0032 | 143.0032 | 143.0032 | 143.0032 | 143.0032 | 143.0032 | 143.0032 | 143.0032 | 143.0032
G Dogwood_Firm Capacity | Build CC_Firm Capacity | G Build CC_Firm Capacity | 143 | 0 | System | Generator | G Dogwood | Build CC | Firm Capacity | 1 | MW | 0 | 0 | 76.3 | 76.3 | 76.3 | 76.3 | 106.3 | 143 | 143 | 143 | 143 | 143 | 143 | 143 | 143 | 143 | 143 | 143 | 143 | 143
G Dogwood_Forced Outage Rate | Build CC_Forced Outage Rate | G Build CC_Forced Outage Rate | 3 | 0 | System | Generator | G Dogwood | Build CC | Forced Outage Rate | 1 | % | 1.7462 | 3 | 3 | 3 | 3 | 3 | 3 | 3 | 3 | 3 | 3 | 3 | 3 | 3 | 3 | 3 | 3 | 3 | 3 | 3
G Dogwood_Outage Rate | Build CC_Outage Rate | G Build CC_Outage Rate | 16.9 | 0 | System | Generator | G Dogwood | Build CC | Outage Rate | 1 | % | 9.8372 | 16.9 | 16.9 | 16.9 | 16.9 | 16.9 | 16.9 | 16.9 | 16.9 | 16.9 | 16.9 | 16.9 | 16.9 | 16.9 | 16.9 | 16.9 | 16.9 | 16.9 | 16.9 | 16.9
G Dogwood_Units Built | Build CC_Units Built | G Build CC_Units Built | 1 | 0 | System | Generator | G Dogwood | Build CC | Units Built | 1 | - | 1 | 0 | 0 | 0 | 0 | 0 | 0 | 0 | 0 | 0 | 0 | 0 | 0 | 0 | 0 | 0 | 0 | 0 | 0 | 0
G Dogwood_Units Retired | Build CC_Units Retired | G Build CC_Units Retired | 0 | 0 | System | Generator | G Dogwood | Build CC | Units Retired | 1 | - | 0 | 0 | 0 | 0 | 0 | 0 | 0 | 0 | 0 | 0 | 0 | 0 | 0 | 0 | 0 | 0 | 0 | 0 | 0 | 0
G Dogwood_Capacity Built | Build CC_Capacity Built | G Build CC_Capacity Built | 143.0032 | 0 | System | Generator | G Dogwood | Build CC | Capacity Built | 1 | MW | 143.0032 | 0 | 0 | 0 | 0 | 0 | 0 | 0 | 0 | 0 | 0 | 0 | 0 | 0 | 0 | 0 | 0 | 0 | 0 | 0
MO West MEEIA_Units | DSM Potential_Units | M DSM Potential_Units | 1 | 0 | System | Generator | MO West MEEIA | DSM Potential | Units | 1 | - | 0 | 1 | 1 | 1 | 1 | 1 | 1 | 1 | 1 | 1 | 1 | 1 | 1 | 1 | 1 | 1 | 1 | 1 | 1 | 1
MO West MEEIA_Generation | DSM Potential_Generation | M DSM Potential_Generation | 225.08 | 0 | System | Generator | MO West MEEIA | DSM Potential | Generation | 1 | GWh | 0 | 48.099 | 104.268 | 163.357 | 225.08 | 224.584 | 223.708 | 217.762 | 211.213 | 202.471 | 194.27 | 190.288 | 182.732 | 169.046 | 153.164 | 137.016 | 102.441 | 71.264 | 39.749 | 7.3139
MO West MEEIA_Capacity Factor | DSM Potential_Capacity Factor | M DSM Potential_Capacity Factor | 49.369 | 0 | System | Generator | MO West MEEIA | DSM Potential | Capacity Factor | 1 | % | 0 | 42.2366 | 44.0842 | 44.4001 | 44.1791 | 44.2025 | 44.0301 | 45.1976 | 46.2408 | 48.1524 | 49.2821 | 49.369 | 47.2791 | 47.067 | 44.832 | 43.4475 | 41.6508 | 40.6758 | 34.9043 | 16.6984
MO West MEEIA_FO&M Cost | DSM Potential_FO&M Cost | M DSM Potential_FO&M Cost | 28100.123 | 0 | System | Generator | MO West MEEIA | DSM Potential | FO&M Cost | 1 | 0 | 0 | 23756.0645 | 26718.2695 | 28100.123 | 27808.4473 | 0 | 0 | 0 | 0 | 0 | 0 | 0 | 0 | 0 | 0 | 0 | 0 | 0 | 0 | 0
MO West MEEIA_Generation Cost | DSM Potential_Generation Cost | M DSM Potential_Generation Cost | 0 | 0 | System | Generator | MO West MEEIA | DSM Potential | Generation Cost | 1 | 0 | 0 | 0 | 0 | 0 | 0 | 0 | 0 | 0 | 0 | 0 | 0 | 0 | 0 | 0 | 0 | 0 | 0 | 0 | 0 | 0
MO West MEEIA_Fixed Costs | DSM Potential_Fixed Costs | M DSM Potential_Fixed Costs | 28100.123 | 0 | System | Generator | MO West MEEIA | DSM Potential | Fixed Costs | 1 | 0 | 0 | 23756.0645 | 26718.2695 | 28100.123 | 27808.4473 | 0 | 0 | 0 | 0 | 0 | 0 | 0 | 0 | 0 | 0 | 0 | 0 | 0 | 0 | 0
MO West MEEIA_Pool Revenue | DSM Potential_Pool Revenue | M DSM Potential_Pool Revenue | 4872.7129 | 0 | System | Generator | MO West MEEIA | DSM Potential | Pool Revenue | 1 | 0 | 0 | 829.7136 | 1885.2167 | 3154.3584 | 4497.46 | 4620.144 | 4745.9829 | 4872.7129 | 4867.833 | 4819.1045 | 4754.2075 | 4801.5244 | 4749.4604 | 4520.5127 | 4210.9624 | 3838.7622 | 2940.9092 | 2097.9619 | 1198.7485 | 223.5504
MO West MEEIA_Max Capacity | DSM Potential_Max Capacity | M DSM Potential_Max Capacity | 58 | 0 | System | Generator | MO West MEEIA | DSM Potential | Max Capacity | 1 | MW | 0 | 13 | 27 | 42 | 58 | 58 | 58 | 55 | 52 | 48 | 45 | 44 | 44 | 41 | 39 | 36 | 28 | 20 | 13 | 5
MO West MEEIA_Installed Capacity | DSM Potential_Installed Capacity | M DSM Potential_Installed Capacity | 58 | 0 | System | Generator | MO West MEEIA | DSM Potential | Installed Capacity | 1 | MW | 0 | 13 | 27 | 42 | 58 | 58 | 58 | 55 | 52 | 48 | 45 | 44 | 44 | 41 | 39 | 36 | 28 | 20 | 13 | 5
MO West MEEIA_Firm Capacity | DSM Potential_Firm Capacity | M DSM Potential_Firm Capacity | 57.3901 | 0 | System | Generator | MO West MEEIA | DSM Potential | Firm Capacity | 1 | MW | 0 | 12.2828 | 26.5518 | 41.6571 | 57.3901 | 57.2553 | 57.0825 | 54.3057 | 51.1685 | 47.7815 | 44.2167 | 43.8511 | 43.0561 | 40.8355 | 38.1048 | 35.2658 | 27.3277 | 19.9847 | 12.5505 | 4.1013
MO West MEEIA_Forced Outage Rate | DSM Potential_Forced Outage Rate | M DSM Potential_Forced Outage Rate | 0 | 0 | System | Generator | MO West MEEIA | DSM Potential | Forced Outage Rate | 1 | % | 0 | 0 | 0 | 0 | 0 | 0 | 0 | 0 | 0 | 0 | 0 | 0 | 0 | 0 | 0 | 0 | 0 | 0 | 0 | 0
MO West MEEIA_Outage Rate | DSM Potential_Outage Rate | M DSM Potential_Outage Rate | 0 | 0 | System | Generator | MO West MEEIA | DSM Potential | Outage Rate | 1 | % | 0 | 0 | 0 | 0 | 0 | 0 | 0 | 0 | 0 | 0 | 0 | 0 | 0 | 0 | 0 | 0 | 0 | 0 | 0 | 0
MO West MEEIA_Units Built | DSM Potential_Units Built | M DSM Potential_Units Built | 1 | 0 | System | Generator | MO West MEEIA | DSM Potential | Units Built | 1 | - | 0 | 1 | 0 | 0 | 0 | 0 | 0 | 0 | 0 | 0 | 0 | 0 | 0 | 0 | 0 | 0 | 0 | 0 | 0 | 0
MO West MEEIA_Units Retired | DSM Potential_Units Retired | M DSM Potential_Units Retired | 0 | 0 | System | Generator | MO West MEEIA | DSM Potential | Units Retired | 1 | - | 0 | 0 | 0 | 0 | 0 | 0 | 0 | 0 | 0 | 0 | 0 | 0 | 0 | 0 | 0 | 0 | 0 | 0 | 0 | 0
MO West MEEIA_Capacity Built | DSM Potential_Capacity Built | M DSM Potential_Capacity Built | 13 | 0 | System | Generator | MO West MEEIA | DSM Potential | Capacity Built | 1 | MW | 0 | 13 | 0 | 0 | 0 | 0 | 0 | 0 | 0 | 0 | 0 | 0 | 0 | 0 | 0 | 0 | 0 | 0 | 0 | 0
MO West MEEIA DRDSR_Units | DSM Potential_Units | M DSM Potential_Units | 1 | 0 | System | Generator | MO West MEEIA DRDSR | DSM Potential | Units | 1 | - | 0 | 1 | 1 | 1 | 1 | 1 | 1 | 1 | 1 | 1 | 1 | 1 | 1 | 1 | 1 | 1 | 1 | 1 | 1 | 1
MO West MEEIA DRDSR_Generation | DSM Potential_Generation | M DSM Potential_Generation | 7.9361 | 0 | System | Generator | MO West MEEIA DRDSR | DSM Potential | Generation | 1 | GWh | 0 | 5.5015 | 7.9361 | 7.1891 | 6.0718 | 0.87831 | 0 | 0 | 0 | 0 | 0 | 0 | 0 | 0 | 0 | 0 | 0 | 0 | 0 | 0
MO West MEEIA DRDSR_Capacity Factor | DSM Potential_Capacity Factor | M DSM Potential_Capacity Factor | 1.018 | 0 | System | Generator | MO West MEEIA DRDSR | DSM Potential | Capacity Factor | 1 | % | 0 | 1.018 | 0.80951 | 0.65186 | 0.53971 | 0.21231 | 0 | 0 | 0 | 0 | 0 | 0 | 0 | 0 | 0 | 0 | 0 | 0 | 0 | 0
MO West MEEIA DRDSR_FO&M Cost | DSM Potential_FO&M Cost | M DSM Potential_FO&M Cost | 0 | 0 | System | Generator | MO West MEEIA DRDSR | DSM Potential | FO&M Cost | 1 | 0 | 0 | 0 | 0 | 0 | 0 | 0 | 0 | 0 | 0 | 0 | 0 | 0 | 0 | 0 | 0 | 0 | 0 | 0 | 0 | 0
MO West MEEIA DRDSR_Generation Cost | DSM Potential_Generation Cost | M DSM Potential_Generation Cost | 0 | 0 | System | Generator | MO West MEEIA DRDSR | DSM Potential | Generation Cost | 1 | 0 | 0 | 0 | 0 | 0 | 0 | 0 | 0 | 0 | 0 | 0 | 0 | 0 | 0 | 0 | 0 | 0 | 0 | 0 | 0 | 0
MO West MEEIA DRDSR_Fixed Costs | DSM Potential_Fixed Costs | M DSM Potential_Fixed Costs | 0 | 0 | System | Generator | MO West MEEIA DRDSR | DSM Potential | Fixed Costs | 1 | 0 | 0 | 0 | 0 | 0 | 0 | 0 | 0 | 0 | 0 | 0 | 0 | 0 | 0 | 0 | 0 | 0 | 0 | 0 | 0 | 0
MO West MEEIA DRDSR_Pool Revenue | DSM Potential_Pool Revenue | M DSM Potential_Pool Revenue | 283.2732 | 0 | System | Generator | MO West MEEIA DRDSR | DSM Potential | Pool Revenue | 1 | 0 | 0 | 199.2111 | 283.2732 | 235.2436 | 210.072 | 22.4006 | 0 | 0 | 0 | 0 | 0 | 0 | 0 | 0 | 0 | 0 | 0 | 0 | 0 | 0
MO West MEEIA DRDSR_Max Capacity | DSM Potential_Max Capacity | M DSM Potential_Max Capacity | 168.2388 | 0 | System | Generator | MO West MEEIA DRDSR | DSM Potential | Max Capacity | 1 | MW | 0 | 126.6604 | 157.5954 | 168.2388 | 161.711 | 0 | 0 | 0 | 0 | 0 | 0 | 0 | 0 | 0 | 0 | 0 | 0 | 0 | 0 | 0
MO West MEEIA DRDSR_Installed Capacity | DSM Potential_Installed Capacity | M DSM Potential_Installed Capacity | 168.2388 | 0 | System | Generator | MO West MEEIA DRDSR | DSM Potential | Installed Capacity | 1 | MW | 0 | 126.6604 | 157.5954 | 168.2388 | 161.711 | 0 | 0 | 0 | 0 | 0 | 0 | 0 | 0 | 0 | 0 | 0 | 0 | 0 | 0 | 0
MO West MEEIA DRDSR_Firm Capacity | DSM Potential_Firm Capacity | M DSM Potential_Firm Capacity | 161.0388 | 0 | System | Generator | MO West MEEIA DRDSR | DSM Potential | Firm Capacity | 1 | MW | 0 | 69 | 144.0281 | 159.637 | 161.0388 | 0 | 0 | 0 | 0 | 0 | 0 | 0 | 0 | 0 | 0 | 0 | 0 | 0 | 0 | 0
MO West MEEIA DRDSR_Forced Outage Rate | DSM Potential_Forced Outage Rate | M DSM Potential_Forced Outage Rate | 0 | 0 | System | Generator | MO West MEEIA DRDSR | DSM Potential | Forced Outage Rate | 1 | % | 0 | 0 | 0 | 0 | 0 | 0 | 0 | 0 | 0 | 0 | 0 | 0 | 0 | 0 | 0 | 0 | 0 | 0 | 0 | 0
MO West MEEIA DRDSR_Outage Rate | DSM Potential_Outage Rate | M DSM Potential_Outage Rate | 0 | 0 | System | Generator | MO West MEEIA DRDSR | DSM Potential | Outage Rate | 1 | % | 0 | 0 | 0 | 0 | 0 | 0 | 0 | 0 | 0 | 0 | 0 | 0 | 0 | 0 | 0 | 0 | 0 | 0 | 0 | 0
MO West MEEIA DRDSR_Units Built | DSM Potential_Units Built | M DSM Potential_Units Built | 1 | 0 | System | Generator | MO West MEEIA DRDSR | DSM Potential | Units Built | 1 | - | 0 | 1 | 0 | 0 | 0 | 0 | 0 | 0 | 0 | 0 | 0 | 0 | 0 | 0 | 0 | 0 | 0 | 0 | 0 | 0
MO West MEEIA DRDSR_Units Retired | DSM Potential_Units Retired | M DSM Potential_Units Retired | 0 | 0 | System | Generator | MO West MEEIA DRDSR | DSM Potential | Units Retired | 1 | - | 0 | 0 | 0 | 0 | 0 | 0 | 0 | 0 | 0 | 0 | 0 | 0 | 0 | 0 | 0 | 0 | 0 | 0 | 0 | 0
MO West MEEIA DRDSR_Capacity Built | DSM Potential_Capacity Built | M DSM Potential_Capacity Built | 126.6604 | 0 | System | Generator | MO West MEEIA DRDSR | DSM Potential | Capacity Built | 1 | MW | 0 | 126.6604 | 0 | 0 | 0 | 0 | 0 | 0 | 0 | 0 | 0 | 0 | 0 | 0 | 0 | 0 | 0 | 0 | 0 | 0
MO West Cap Buy_Units | Capacity Only_Units | M Capacity Only_Units | 1 | 0 | System | Generator | MO West Cap Buy | Capacity Only | Units | 1 | - | bar: 2024 to 2043
MO West Cap Buy_Generation | Capacity Only_Generation | M Capacity Only_Generation | 0 | 0 | System | Generator | MO West Cap Buy | Capacity Only | Generation | 1 | GWh | 0 | 0 | 0 | 0 | 0 | 0 | 0 | 0 | 0 | 0 | 0 | 0 | 0 | 0 | 0 | 0 | 0 | 0 | 0 | 0
MO West Cap Buy_Capacity Factor | Capacity Only_Capacity Factor | M Capacity Only_Capacity Factor | 0 | 0 | System | Generator | MO West Cap Buy | Capacity Only | Capacity Factor | 1 | % | 0 | 0 | 0 | 0 | 0 | 0 | 0 | 0 | 0 | 0 | 0 | 0 | 0 | 0 | 0 | 0 | 0 | 0 | 0 | 0
MO West Cap Buy_FO&M Cost | Capacity Only_FO&M Cost | M Capacity Only_FO&M Cost | 0 | 0 | System | Generator | MO West Cap Buy | Capacity Only | FO&M Cost | 1 | 0 | 0 | 0 | 0 | 0 | 0 | 0 | 0 | 0 | 0 | 0 | 0 | 0 | 0 | 0 | 0 | 0 | 0 | 0 | 0 | 0
MO West Cap Buy_Generation Cost | Capacity Only_Generation Cost | M Capacity Only_Generation Cost | 0 | 0 | System | Generator | MO West Cap Buy | Capacity Only | Generation Cost | 1 | 0 | 0 | 0 | 0 | 0 | 0 | 0 | 0 | 0 | 0 | 0 | 0 | 0 | 0 | 0 | 0 | 0 | 0 | 0 | 0 | 0
MO West Cap Buy_Fixed Costs | Capacity Only_Fixed Costs | M Capacity Only_Fixed Costs | 0 | 0 | System | Generator | MO West Cap Buy | Capacity Only | Fixed Costs | 1 | 0 | 0 | 0 | 0 | 0 | 0 | 0 | 0 | 0 | 0 | 0 | 0 | 0 | 0 | 0 | 0 | 0 | 0 | 0 | 0 | 0
MO West Cap Buy_Pool Revenue | Capacity Only_Pool Revenue | M Capacity Only_Pool Revenue | 0 | 0 | System | Generator | MO West Cap Buy | Capacity Only | Pool Revenue | 1 | 0 | 0 | 0 | 0 | 0 | 0 | 0 | 0 | 0 | 0 | 0 | 0 | 0 | 0 | 0 | 0 | 0 | 0 | 0 | 0 | 0
MO West Cap Buy_Max Capacity | Capacity Only_Max Capacity | M Capacity Only_Max Capacity | 1 | 0 | System | Generator | MO West Cap Buy | Capacity Only | Max Capacity | 1 | MW | bar: 2024 to 2043
MO West Cap Buy_Installed Capacity | Capacity Only_Installed Capacity | M Capacity Only_Installed Capacity | 1 | 0 | System | Generator | MO West Cap Buy | Capacity Only | Installed Capacity | 1 | MW | bar: 2024 to 2043
MO West Cap Buy_Firm Capacity | Capacity Only_Firm Capacity | M Capacity Only_Firm Capacity | 275 | 0 | System | Generator | MO West Cap Buy | Capacity Only | Firm Capacity | 1 | MW | 275 | 260 | 240 | 200 | 200 | 0 | 0 | 0 | 0 | 0 | 0 | 0 | 0 | 0 | 0 | 0 | 0 | 0 | 0 | 0
MO West Cap Buy_Forced Outage Rate | Capacity Only_Forced Outage Rate | M Capacity Only_Forced Outage Rate | 0 | 0 | System | Generator | MO West Cap Buy | Capacity Only | Forced Outage Rate | 1 | % | 0 | 0 | 0 | 0 | 0 | 0 | 0 | 0 | 0 | 0 | 0 | 0 | 0 | 0 | 0 | 0 | 0 | 0 | 0 | 0
MO West Cap Buy_Outage Rate | Capacity Only_Outage Rate | M Capacity Only_Outage Rate | 0 | 0 | System | Generator | MO West Cap Buy | Capacity Only | Outage Rate | 1 | % | 0 | 0 | 0 | 0 | 0 | 0 | 0 | 0 | 0 | 0 | 0 | 0 | 0 | 0 | 0 | 0 | 0 | 0 | 0 | 0
MO West Cap Buy_Units Built | Capacity Only_Units Built | M Capacity Only_Units Built | 0 | 0 | System | Generator | MO West Cap Buy | Capacity Only | Units Built | 1 | - | 0 | 0 | 0 | 0 | 0 | 0 | 0 | 0 | 0 | 0 | 0 | 0 | 0 | 0 | 0 | 0 | 0 | 0 | 0 | 0
MO West Cap Buy_Units Retired | Capacity Only_Units Retired | M Capacity Only_Units Retired | 0 | 0 | System | Generator | MO West Cap Buy | Capacity Only | Units Retired | 1 | - | 0 | 0 | 0 | 0 | 0 | 0 | 0 | 0 | 0 | 0 | 0 | 0 | 0 | 0 | 0 | 0 | 0 | 0 | 0 | 0
MO West Cap Buy_Capacity Built | Capacity Only_Capacity Built | M Capacity Only_Capacity Built | 0 | 0 | System | Generator | MO West Cap Buy | Capacity Only | Capacity Built | 1 | MW | 0 | 0 | 0 | 0 | 0 | 0 | 0 | 0 | 0 | 0 | 0 | 0 | 0 | 0 | 0 | 0 | 0 | 0 | 0 | 0
MO West Cap Sale_Units | Capacity Only_Units | M Capacity Only_Units | 1 | 0 | System | Generator | MO West Cap Sale | Capacity Only | Units | 1 | - | bar: 2024 to 2043
MO West Cap Sale_Generation | Capacity Only_Generation | M Capacity Only_Generation | 0 | 0 | System | Generator | MO West Cap Sale | Capacity Only | Generation | 1 | GWh | 0 | 0 | 0 | 0 | 0 | 0 | 0 | 0 | 0 | 0 | 0 | 0 | 0 | 0 | 0 | 0 | 0 | 0 | 0 | 0
MO West Cap Sale_Capacity Factor | Capacity Only_Capacity Factor | M Capacity Only_Capacity Factor | 0 | 0 | System | Generator | MO West Cap Sale | Capacity Only | Capacity Factor | 1 | % | 0 | 0 | 0 | 0 | 0 | 0 | 0 | 0 | 0 | 0 | 0 | 0 | 0 | 0 | 0 | 0 | 0 | 0 | 0 | 0
MO West Cap Sale_FO&M Cost | Capacity Only_FO&M Cost | M Capacity Only_FO&M Cost | 0 | 0 | System | Generator | MO West Cap Sale | Capacity Only | FO&M Cost | 1 | 0 | 0 | 0 | 0 | 0 | 0 | 0 | 0 | 0 | 0 | 0 | 0 | 0 | 0 | 0 | 0 | 0 | 0 | 0 | 0 | 0
MO West Cap Sale_Generation Cost | Capacity Only_Generation Cost | M Capacity Only_Generation Cost | 0 | 0 | System | Generator | MO West Cap Sale | Capacity Only | Generation Cost | 1 | 0 | 0 | 0 | 0 | 0 | 0 | 0 | 0 | 0 | 0 | 0 | 0 | 0 | 0 | 0 | 0 | 0 | 0 | 0 | 0 | 0
MO West Cap Sale_Fixed Costs | Capacity Only_Fixed Costs | M Capacity Only_Fixed Costs | 0 | 0 | System | Generator | MO West Cap Sale | Capacity Only | Fixed Costs | 1 | 0 | 0 | 0 | 0 | 0 | 0 | 0 | 0 | 0 | 0 | 0 | 0 | 0 | 0 | 0 | 0 | 0 | 0 | 0 | 0 | 0
MO West Cap Sale_Pool Revenue | Capacity Only_Pool Revenue | M Capacity Only_Pool Revenue | 0 | 0 | System | Generator | MO West Cap Sale | Capacity Only | Pool Revenue | 1 | 0 | 0 | 0 | 0 | 0 | 0 | 0 | 0 | 0 | 0 | 0 | 0 | 0 | 0 | 0 | 0 | 0 | 0 | 0 | 0 | 0
MO West Cap Sale_Max Capacity | Capacity Only_Max Capacity | M Capacity Only_Max Capacity | 1 | 0 | System | Generator | MO West Cap Sale | Capacity Only | Max Capacity | 1 | MW | bar: 2024 to 2043
MO West Cap Sale_Installed Capacity | Capacity Only_Installed Capacity | M Capacity Only_Installed Capacity | 1 | 0 | System | Generator | MO West Cap Sale | Capacity Only | Installed Capacity | 1 | MW | bar: 2024 to 2043
MO West Cap Sale_Firm Capacity | Capacity Only_Firm Capacity | M Capacity Only_Firm Capacity | 0 | 0 | System | Generator | MO West Cap Sale | Capacity Only | Firm Capacity | 1 | MW | -5 | 0 | 0 | 0 | 0 | 0 | 0 | 0 | 0 | 0 | 0 | 0 | 0 | 0 | 0 | 0 | 0 | 0 | 0 | 0
MO West Cap Sale_Forced Outage Rate | Capacity Only_Forced Outage Rate | M Capacity Only_Forced Outage Rate | 0 | 0 | System | Generator | MO West Cap Sale | Capacity Only | Forced Outage Rate | 1 | % | 0 | 0 | 0 | 0 | 0 | 0 | 0 | 0 | 0 | 0 | 0 | 0 | 0 | 0 | 0 | 0 | 0 | 0 | 0 | 0
MO West Cap Sale_Outage Rate | Capacity Only_Outage Rate | M Capacity Only_Outage Rate | 0 | 0 | System | Generator | MO West Cap Sale | Capacity Only | Outage Rate | 1 | % | 0 | 0 | 0 | 0 | 0 | 0 | 0 | 0 | 0 | 0 | 0 | 0 | 0 | 0 | 0 | 0 | 0 | 0 | 0 | 0
MO West Cap Sale_Units Built | Capacity Only_Units Built | M Capacity Only_Units Built | 0 | 0 | System | Generator | MO West Cap Sale | Capacity Only | Units Built | 1 | - | 0 | 0 | 0 | 0 | 0 | 0 | 0 | 0 | 0 | 0 | 0 | 0 | 0 | 0 | 0 | 0 | 0 | 0 | 0 | 0
MO West Cap Sale_Units Retired | Capacity Only_Units Retired | M Capacity Only_Units Retired | 0 | 0 | System | Generator | MO West Cap Sale | Capacity Only | Units Retired | 1 | - | 0 | 0 | 0 | 0 | 0 | 0 | 0 | 0 | 0 | 0 | 0 | 0 | 0 | 0 | 0 | 0 | 0 | 0 | 0 | 0
MO West Cap Sale_Capacity Built | Capacity Only_Capacity Built | M Capacity Only_Capacity Built | 0 | 0 | System | Generator | MO West Cap Sale | Capacity Only | Capacity Built | 1 | MW | 0 | 0 | 0 | 0 | 0 | 0 | 0 | 0 | 0 | 0 | 0 | 0 | 0 | 0 | 0 | 0 | 0 | 0 | 0 | 0
Build Wind 2026_Units | Build Wind_Units | B Build Wind_Units | 0 | 0 | System | Generator | Build Wind 2026 | Build Wind | Units | 1 | - | 0 | 0 | 0 | 0 | 0 | 0 | 0 | 0 | 0 | 0 | 0 | 0 | 0 | 0 | 0 | 0 | 0 | 0 | 0 | 0
Build Wind 2026_Generation | Build Wind_Generation | B Build Wind_Generation | 0 | 0 | System | Generator | Build Wind 2026 | Build Wind | Generation | 1 | GWh | 0 | 0 | 0 | 0 | 0 | 0 | 0 | 0 | 0 | 0 | 0 | 0 | 0 | 0 | 0 | 0 | 0 | 0 | 0 | 0
Build Wind 2026_Capacity Factor | Build Wind_Capacity Factor | B Build Wind_Capacity Factor | 0 | 0 | System | Generator | Build Wind 2026 | Build Wind | Capacity Factor | 1 | % | 0 | 0 | 0 | 0 | 0 | 0 | 0 | 0 | 0 | 0 | 0 | 0 | 0 | 0 | 0 | 0 | 0 | 0 | 0 | 0
Build Wind 2026_FO&M Cost | Build Wind_FO&M Cost | B Build Wind_FO&M Cost | 0 | 0 | System | Generator | Build Wind 2026 | Build Wind | FO&M Cost | 1 | 0 | 0 | 0 | 0 | 0 | 0 | 0 | 0 | 0 | 0 | 0 | 0 | 0 | 0 | 0 | 0 | 0 | 0 | 0 | 0 | 0
Build Wind 2026_Generation Cost | Build Wind_Generation Cost | B Build Wind_Generation Cost | 0 | 0 | System | Generator | Build Wind 2026 | Build Wind | Generation Cost | 1 | 0 | 0 | 0 | 0 | 0 | 0 | 0 | 0 | 0 | 0 | 0 | 0 | 0 | 0 | 0 | 0 | 0 | 0 | 0 | 0 | 0
Build Wind 2026_Fixed Costs | Build Wind_Fixed Costs | B Build Wind_Fixed Costs | 0 | 0 | System | Generator | Build Wind 2026 | Build Wind | Fixed Costs | 1 | 0 | 0 | 0 | 0 | 0 | 0 | 0 | 0 | 0 | 0 | 0 | 0 | 0 | 0 | 0 | 0 | 0 | 0 | 0 | 0 | 0
Build Wind 2026_Pool Revenue | Build Wind_Pool Revenue | B Build Wind_Pool Revenue | 0 | 0 | System | Generator | Build Wind 2026 | Build Wind | Pool Revenue | 1 | 0 | 0 | 0 | 0 | 0 | 0 | 0 | 0 | 0 | 0 | 0 | 0 | 0 | 0 | 0 | 0 | 0 | 0 | 0 | 0 | 0
Build Wind 2026_Max Capacity | Build Wind_Max Capacity | B Build Wind_Max Capacity | 150 | 0 | System | Generator | Build Wind 2026 | Build Wind | Max Capacity | 1 | MW | 0 | 0 | 150 | 150 | 150 | 150 | 150 | 150 | 150 | 150 | 150 | 150 | 150 | 150 | 150 | 150 | 150 | 150 | 150 | 150
Build Wind 2026_Installed Capacity | Build Wind_Installed Capacity | B Build Wind_Installed Capacity | 0 | 0 | System | Generator | Build Wind 2026 | Build Wind | Installed Capacity | 1 | MW | 0 | 0 | 0 | 0 | 0 | 0 | 0 | 0 | 0 | 0 | 0 | 0 | 0 | 0 | 0 | 0 | 0 | 0 | 0 | 0
Build Wind 2026_Firm Capacity | Build Wind_Firm Capacity | B Build Wind_Firm Capacity | 0 | 0 | System | Generator | Build Wind 2026 | Build Wind | Firm Capacity | 1 | MW | 0 | 0 | 0 | 0 | 0 | 0 | 0 | 0 | 0 | 0 | 0 | 0 | 0 | 0 | 0 | 0 | 0 | 0 | 0 | 0
Build Wind 2026_Forced Outage Rate | Build Wind_Forced Outage Rate | B Build Wind_Forced Outage Rate | 0 | 0 | System | Generator | Build Wind 2026 | Build Wind | Forced Outage Rate | 1 | % | 0 | 0 | 0 | 0 | 0 | 0 | 0 | 0 | 0 | 0 | 0 | 0 | 0 | 0 | 0 | 0 | 0 | 0 | 0 | 0
Build Wind 2026_Outage Rate | Build Wind_Outage Rate | B Build Wind_Outage Rate | 0 | 0 | System | Generator | Build Wind 2026 | Build Wind | Outage Rate | 1 | % | 0 | 0 | 0 | 0 | 0 | 0 | 0 | 0 | 0 | 0 | 0 | 0 | 0 | 0 | 0 | 0 | 0 | 0 | 0 | 0
Build Wind 2026_Units Built | Build Wind_Units Built | B Build Wind_Units Built | 0 | 0 | System | Generator | Build Wind 2026 | Build Wind | Units Built | 1 | - | 0 | 0 | 0 | 0 | 0 | 0 | 0 | 0 | 0 | 0 | 0 | 0 | 0 | 0 | 0 | 0 | 0 | 0 | 0 | 0
Build Wind 2026_Units Retired | Build Wind_Units Retired | B Build Wind_Units Retired | 0 | 0 | System | Generator | Build Wind 2026 | Build Wind | Units Retired | 1 | - | 0 | 0 | 0 | 0 | 0 | 0 | 0 | 0 | 0 | 0 | 0 | 0 | 0 | 0 | 0 | 0 | 0 | 0 | 0 | 0
Build Wind 2026_Capacity Built | Build Wind_Capacity Built | B Build Wind_Capacity Built | 0 | 0 | System | Generator | Build Wind 2026 | Build Wind | Capacity Built | 1 | MW | 0 | 0 | 0 | 0 | 0 | 0 | 0 | 0 | 0 | 0 | 0 | 0 | 0 | 0 | 0 | 0 | 0 | 0 | 0 | 0
Build Wind 2027_Units | Build Wind_Units | B Build Wind_Units | 0 | 0 | System | Generator | Build Wind 2027 | Build Wind | Units | 1 | - | 0 | 0 | 0 | 0 | 0 | 0 | 0 | 0 | 0 | 0 | 0 | 0 | 0 | 0 | 0 | 0 | 0 | 0 | 0 | 0
Build Wind 2027_Generation | Build Wind_Generation | B Build Wind_Generation | 0 | 0 | System | Generator | Build Wind 2027 | Build Wind | Generation | 1 | GWh | 0 | 0 | 0 | 0 | 0 | 0 | 0 | 0 | 0 | 0 | 0 | 0 | 0 | 0 | 0 | 0 | 0 | 0 | 0 | 0
Build Wind 2027_Capacity Factor | Build Wind_Capacity Factor | B Build Wind_Capacity Factor | 0 | 0 | System | Generator | Build Wind 2027 | Build Wind | Capacity Factor | 1 | % | 0 | 0 | 0 | 0 | 0 | 0 | 0 | 0 | 0 | 0 | 0 | 0 | 0 | 0 | 0 | 0 | 0 | 0 | 0 | 0
Build Wind 2027_FO&M Cost | Build Wind_FO&M Cost | B Build Wind_FO&M Cost | 0 | 0 | System | Generator | Build Wind 2027 | Build Wind | FO&M Cost | 1 | 0 | 0 | 0 | 0 | 0 | 0 | 0 | 0 | 0 | 0 | 0 | 0 | 0 | 0 | 0 | 0 | 0 | 0 | 0 | 0 | 0
Build Wind 2027_Generation Cost | Build Wind_Generation Cost | B Build Wind_Generation Cost | 0 | 0 | System | Generator | Build Wind 2027 | Build Wind | Generation Cost | 1 | 0 | 0 | 0 | 0 | 0 | 0 | 0 | 0 | 0 | 0 | 0 | 0 | 0 | 0 | 0 | 0 | 0 | 0 | 0 | 0 | 0
Build Wind 2027_Fixed Costs | Build Wind_Fixed Costs | B Build Wind_Fixed Costs | 0 | 0 | System | Generator | Build Wind 2027 | Build Wind | Fixed Costs | 1 | 0 | 0 | 0 | 0 | 0 | 0 | 0 | 0 | 0 | 0 | 0 | 0 | 0 | 0 | 0 | 0 | 0 | 0 | 0 | 0 | 0
Build Wind 2027_Pool Revenue | Build Wind_Pool Revenue | B Build Wind_Pool Revenue | 0 | 0 | System | Generator | Build Wind 2027 | Build Wind | Pool Revenue | 1 | 0 | 0 | 0 | 0 | 0 | 0 | 0 | 0 | 0 | 0 | 0 | 0 | 0 | 0 | 0 | 0 | 0 | 0 | 0 | 0 | 0
Build Wind 2027_Max Capacity | Build Wind_Max Capacity | B Build Wind_Max Capacity | 150 | 0 | System | Generator | Build Wind 2027 | Build Wind | Max Capacity | 1 | MW | 0 | 0 | 0 | 150 | 150 | 150 | 150 | 150 | 150 | 150 | 150 | 150 | 150 | 150 | 150 | 150 | 150 | 150 | 150 | 150
Build Wind 2027_Installed Capacity | Build Wind_Installed Capacity | B Build Wind_Installed Capacity | 0 | 0 | System | Generator | Build Wind 2027 | Build Wind | Installed Capacity | 1 | MW | 0 | 0 | 0 | 0 | 0 | 0 | 0 | 0 | 0 | 0 | 0 | 0 | 0 | 0 | 0 | 0 | 0 | 0 | 0 | 0
Build Wind 2027_Firm Capacity | Build Wind_Firm Capacity | B Build Wind_Firm Capacity | 0 | 0 | System | Generator | Build Wind 2027 | Build Wind | Firm Capacity | 1 | MW | 0 | 0 | 0 | 0 | 0 | 0 | 0 | 0 | 0 | 0 | 0 | 0 | 0 | 0 | 0 | 0 | 0 | 0 | 0 | 0
Build Wind 2027_Forced Outage Rate | Build Wind_Forced Outage Rate | B Build Wind_Forced Outage Rate | 0 | 0 | System | Generator | Build Wind 2027 | Build Wind | Forced Outage Rate | 1 | % | 0 | 0 | 0 | 0 | 0 | 0 | 0 | 0 | 0 | 0 | 0 | 0 | 0 | 0 | 0 | 0 | 0 | 0 | 0 | 0
Build Wind 2027_Outage Rate | Build Wind_Outage Rate | B Build Wind_Outage Rate | 0 | 0 | System | Generator | Build Wind 2027 | Build Wind | Outage Rate | 1 | % | 0 | 0 | 0 | 0 | 0 | 0 | 0 | 0 | 0 | 0 | 0 | 0 | 0 | 0 | 0 | 0 | 0 | 0 | 0 | 0
Build Wind 2027_Units Built | Build Wind_Units Built | B Build Wind_Units Built | 0 | 0 | System | Generator | Build Wind 2027 | Build Wind | Units Built | 1 | - | 0 | 0 | 0 | 0 | 0 | 0 | 0 | 0 | 0 | 0 | 0 | 0 | 0 | 0 | 0 | 0 | 0 | 0 | 0 | 0
Build Wind 2027_Units Retired | Build Wind_Units Retired | B Build Wind_Units Retired | 0 | 0 | System | Generator | Build Wind 2027 | Build Wind | Units Retired | 1 | - | 0 | 0 | 0 | 0 | 0 | 0 | 0 | 0 | 0 | 0 | 0 | 0 | 0 | 0 | 0 | 0 | 0 | 0 | 0 | 0
Build Wind 2027_Capacity Built | Build Wind_Capacity Built | B Build Wind_Capacity Built | 0 | 0 | System | Generator | Build Wind 2027 | Build Wind | Capacity Built | 1 | MW | 0 | 0 | 0 | 0 | 0 | 0 | 0 | 0 | 0 | 0 | 0 | 0 | 0 | 0 | 0 | 0 | 0 | 0 | 0 | 0
Build Wind 2028_Units | Build Wind_Units | B Build Wind_Units | 0 | 0 | System | Generator | Build Wind 2028 | Build Wind | Units | 1 | - | 0 | 0 | 0 | 0 | 0 | 0 | 0 | 0 | 0 | 0 | 0 | 0 | 0 | 0 | 0 | 0 | 0 | 0 | 0 | 0
Build Wind 2028_Generation | Build Wind_Generation | B Build Wind_Generation | 0 | 0 | System | Generator | Build Wind 2028 | Build Wind | Generation | 1 | GWh | 0 | 0 | 0 | 0 | 0 | 0 | 0 | 0 | 0 | 0 | 0 | 0 | 0 | 0 | 0 | 0 | 0 | 0 | 0 | 0
Build Wind 2028_Capacity Factor | Build Wind_Capacity Factor | B Build Wind_Capacity Factor | 0 | 0 | System | Generator | Build Wind 2028 | Build Wind | Capacity Factor | 1 | % | 0 | 0 | 0 | 0 | 0 | 0 | 0 | 0 | 0 | 0 | 0 | 0 | 0 | 0 | 0 | 0 | 0 | 0 | 0 | 0
Build Wind 2028_FO&M Cost | Build Wind_FO&M Cost | B Build Wind_FO&M Cost | 0 | 0 | System | Generator | Build Wind 2028 | Build Wind | FO&M Cost | 1 | 0 | 0 | 0 | 0 | 0 | 0 | 0 | 0 | 0 | 0 | 0 | 0 | 0 | 0 | 0 | 0 | 0 | 0 | 0 | 0 | 0
Build Wind 2028_Generation Cost | Build Wind_Generation Cost | B Build Wind_Generation Cost | 0 | 0 | System | Generator | Build Wind 2028 | Build Wind | Generation Cost | 1 | 0 | 0 | 0 | 0 | 0 | 0 | 0 | 0 | 0 | 0 | 0 | 0 | 0 | 0 | 0 | 0 | 0 | 0 | 0 | 0 | 0
Build Wind 2028_Fixed Costs | Build Wind_Fixed Costs | B Build Wind_Fixed Costs | 0 | 0 | System | Generator | Build Wind 2028 | Build Wind | Fixed Costs | 1 | 0 | 0 | 0 | 0 | 0 | 0 | 0 | 0 | 0 | 0 | 0 | 0 | 0 | 0 | 0 | 0 | 0 | 0 | 0 | 0 | 0
Build Wind 2028_Pool Revenue | Build Wind_Pool Revenue | B Build Wind_Pool Revenue | 0 | 0 | System | Generator | Build Wind 2028 | Build Wind | Pool Revenue | 1 | 0 | 0 | 0 | 0 | 0 | 0 | 0 | 0 | 0 | 0 | 0 | 0 | 0 | 0 | 0 | 0 | 0 | 0 | 0 | 0 | 0
Build Wind 2028_Max Capacity | Build Wind_Max Capacity | B Build Wind_Max Capacity | 150 | 0 | System | Generator | Build Wind 2028 | Build Wind | Max Capacity | 1 | MW | 0 | 0 | 0 | 0 | 150 | 150 | 150 | 150 | 150 | 150 | 150 | 150 | 150 | 150 | 150 | 150 | 150 | 150 | 150 | 150
Build Wind 2028_Installed Capacity | Build Wind_Installed Capacity | B Build Wind_Installed Capacity | 0 | 0 | System | Generator | Build Wind 2028 | Build Wind | Installed Capacity | 1 | MW | 0 | 0 | 0 | 0 | 0 | 0 | 0 | 0 | 0 | 0 | 0 | 0 | 0 | 0 | 0 | 0 | 0 | 0 | 0 | 0
Build Wind 2028_Firm Capacity | Build Wind_Firm Capacity | B Build Wind_Firm Capacity | 0 | 0 | System | Generator | Build Wind 2028 | Build Wind | Firm Capacity | 1 | MW | 0 | 0 | 0 | 0 | 0 | 0 | 0 | 0 | 0 | 0 | 0 | 0 | 0 | 0 | 0 | 0 | 0 | 0 | 0 | 0
Build Wind 2028_Forced Outage Rate | Build Wind_Forced Outage Rate | B Build Wind_Forced Outage Rate | 0 | 0 | System | Generator | Build Wind 2028 | Build Wind | Forced Outage Rate | 1 | % | 0 | 0 | 0 | 0 | 0 | 0 | 0 | 0 | 0 | 0 | 0 | 0 | 0 | 0 | 0 | 0 | 0 | 0 | 0 | 0
Build Wind 2028_Outage Rate | Build Wind_Outage Rate | B Build Wind_Outage Rate | 0 | 0 | System | Generator | Build Wind 2028 | Build Wind | Outage Rate | 1 | % | 0 | 0 | 0 | 0 | 0 | 0 | 0 | 0 | 0 | 0 | 0 | 0 | 0 | 0 | 0 | 0 | 0 | 0 | 0 | 0
Build Wind 2028_Units Built | Build Wind_Units Built | B Build Wind_Units Built | 0 | 0 | System | Generator | Build Wind 2028 | Build Wind | Units Built | 1 | - | 0 | 0 | 0 | 0 | 0 | 0 | 0 | 0 | 0 | 0 | 0 | 0 | 0 | 0 | 0 | 0 | 0 | 0 | 0 | 0
Build Wind 2028_Units Retired | Build Wind_Units Retired | B Build Wind_Units Retired | 0 | 0 | System | Generator | Build Wind 2028 | Build Wind | Units Retired | 1 | - | 0 | 0 | 0 | 0 | 0 | 0 | 0 | 0 | 0 | 0 | 0 | 0 | 0 | 0 | 0 | 0 | 0 | 0 | 0 | 0
Build Wind 2028_Capacity Built | Build Wind_Capacity Built | B Build Wind_Capacity Built | 0 | 0 | System | Generator | Build Wind 2028 | Build Wind | Capacity Built | 1 | MW | 0 | 0 | 0 | 0 | 0 | 0 | 0 | 0 | 0 | 0 | 0 | 0 | 0 | 0 | 0 | 0 | 0 | 0 | 0 | 0
Build Wind 2029_Units | Build Wind_Units | B Build Wind_Units | 0 | 0 | System | Generator | Build Wind 2029 | Build Wind | Units | 1 | - | 0 | 0 | 0 | 0 | 0 | 0 | 0 | 0 | 0 | 0 | 0 | 0 | 0 | 0 | 0 | 0 | 0 | 0 | 0 | 0
Build Wind 2029_Generation | Build Wind_Generation | B Build Wind_Generation | 0 | 0 | System | Generator | Build Wind 2029 | Build Wind | Generation | 1 | GWh | 0 | 0 | 0 | 0 | 0 | 0 | 0 | 0 | 0 | 0 | 0 | 0 | 0 | 0 | 0 | 0 | 0 | 0 | 0 | 0
Build Wind 2029_Capacity Factor | Build Wind_Capacity Factor | B Build Wind_Capacity Factor | 0 | 0 | System | Generator | Build Wind 2029 | Build Wind | Capacity Factor | 1 | % | 0 | 0 | 0 | 0 | 0 | 0 | 0 | 0 | 0 | 0 | 0 | 0 | 0 | 0 | 0 | 0 | 0 | 0 | 0 | 0
Build Wind 2029_FO&M Cost | Build Wind_FO&M Cost | B Build Wind_FO&M Cost | 0 | 0 | System | Generator | Build Wind 2029 | Build Wind | FO&M Cost | 1 | 0 | 0 | 0 | 0 | 0 | 0 | 0 | 0 | 0 | 0 | 0 | 0 | 0 | 0 | 0 | 0 | 0 | 0 | 0 | 0 | 0
Build Wind 2029_Generation Cost | Build Wind_Generation Cost | B Build Wind_Generation Cost | 0 | 0 | System | Generator | Build Wind 2029 | Build Wind | Generation Cost | 1 | 0 | 0 | 0 | 0 | 0 | 0 | 0 | 0 | 0 | 0 | 0 | 0 | 0 | 0 | 0 | 0 | 0 | 0 | 0 | 0 | 0
Build Wind 2029_Fixed Costs | Build Wind_Fixed Costs | B Build Wind_Fixed Costs | 0 | 0 | System | Generator | Build Wind 2029 | Build Wind | Fixed Costs | 1 | 0 | 0 | 0 | 0 | 0 | 0 | 0 | 0 | 0 | 0 | 0 | 0 | 0 | 0 | 0 | 0 | 0 | 0 | 0 | 0 | 0
Build Wind 2029_Pool Revenue | Build Wind_Pool Revenue | B Build Wind_Pool Revenue | 0 | 0 | System | Generator | Build Wind 2029 | Build Wind | Pool Revenue | 1 | 0 | 0 | 0 | 0 | 0 | 0 | 0 | 0 | 0 | 0 | 0 | 0 | 0 | 0 | 0 | 0 | 0 | 0 | 0 | 0 | 0
Build Wind 2029_Max Capacity | Build Wind_Max Capacity | B Build Wind_Max Capacity | 150 | 0 | System | Generator | Build Wind 2029 | Build Wind | Max Capacity | 1 | MW | 0 | 0 | 0 | 0 | 0 | 150 | 150 | 150 | 150 | 150 | 150 | 150 | 150 | 150 | 150 | 150 | 150 | 150 | 150 | 150
Build Wind 2029_Installed Capacity | Build Wind_Installed Capacity | B Build Wind_Installed Capacity | 0 | 0 | System | Generator | Build Wind 2029 | Build Wind | Installed Capacity | 1 | MW | 0 | 0 | 0 | 0 | 0 | 0 | 0 | 0 | 0 | 0 | 0 | 0 | 0 | 0 | 0 | 0 | 0 | 0 | 0 | 0
Build Wind 2029_Firm Capacity | Build Wind_Firm Capacity | B Build Wind_Firm Capacity | 0 | 0 | System | Generator | Build Wind 2029 | Build Wind | Firm Capacity | 1 | MW | 0 | 0 | 0 | 0 | 0 | 0 | 0 | 0 | 0 | 0 | 0 | 0 | 0 | 0 | 0 | 0 | 0 | 0 | 0 | 0
Build Wind 2029_Forced Outage Rate | Build Wind_Forced Outage Rate | B Build Wind_Forced Outage Rate | 0 | 0 | System | Generator | Build Wind 2029 | Build Wind | Forced Outage Rate | 1 | % | 0 | 0 | 0 | 0 | 0 | 0 | 0 | 0 | 0 | 0 | 0 | 0 | 0 | 0 | 0 | 0 | 0 | 0 | 0 | 0
Build Wind 2029_Outage Rate | Build Wind_Outage Rate | B Build Wind_Outage Rate | 0 | 0 | System | Generator | Build Wind 2029 | Build Wind | Outage Rate | 1 | % | 0 | 0 | 0 | 0 | 0 | 0 | 0 | 0 | 0 | 0 | 0 | 0 | 0 | 0 | 0 | 0 | 0 | 0 | 0 | 0
Build Wind 2029_Units Built | Build Wind_Units Built | B Build Wind_Units Built | 0 | 0 | System | Generator | Build Wind 2029 | Build Wind | Units Built | 1 | - | 0 | 0 | 0 | 0 | 0 | 0 | 0 | 0 | 0 | 0 | 0 | 0 | 0 | 0 | 0 | 0 | 0 | 0 | 0 | 0
Build Wind 2029_Units Retired | Build Wind_Units Retired | B Build Wind_Units Retired | 0 | 0 | System | Generator | Build Wind 2029 | Build Wind | Units Retired | 1 | - | 0 | 0 | 0 | 0 | 0 | 0 | 0 | 0 | 0 | 0 | 0 | 0 | 0 | 0 | 0 | 0 | 0 | 0 | 0 | 0
Build Wind 2029_Capacity Built | Build Wind_Capacity Built | B Build Wind_Capacity Built | 0 | 0 | System | Generator | Build Wind 2029 | Build Wind | Capacity Built | 1 | MW | 0 | 0 | 0 | 0 | 0 | 0 | 0 | 0 | 0 | 0 | 0 | 0 | 0 | 0 | 0 | 0 | 0 | 0 | 0 | 0
Build Wind 2030_Units | Build Wind_Units | B Build Wind_Units | 0 | 0 | System | Generator | Build Wind 2030 | Build Wind | Units | 1 | - | 0 | 0 | 0 | 0 | 0 | 0 | 0 | 0 | 0 | 0 | 0 | 0 | 0 | 0 | 0 | 0 | 0 | 0 | 0 | 0
Build Wind 2030_Generation | Build Wind_Generation | B Build Wind_Generation | 0 | 0 | System | Generator | Build Wind 2030 | Build Wind | Generation | 1 | GWh | 0 | 0 | 0 | 0 | 0 | 0 | 0 | 0 | 0 | 0 | 0 | 0 | 0 | 0 | 0 | 0 | 0 | 0 | 0 | 0
Build Wind 2030_Capacity Factor | Build Wind_Capacity Factor | B Build Wind_Capacity Factor | 0 | 0 | System | Generator | Build Wind 2030 | Build Wind | Capacity Factor | 1 | % | 0 | 0 | 0 | 0 | 0 | 0 | 0 | 0 | 0 | 0 | 0 | 0 | 0 | 0 | 0 | 0 | 0 | 0 | 0 | 0
Build Wind 2030_FO&M Cost | Build Wind_FO&M Cost | B Build Wind_FO&M Cost | 0 | 0 | System | Generator | Build Wind 2030 | Build Wind | FO&M Cost | 1 | 0 | 0 | 0 | 0 | 0 | 0 | 0 | 0 | 0 | 0 | 0 | 0 | 0 | 0 | 0 | 0 | 0 | 0 | 0 | 0 | 0
Build Wind 2030_Generation Cost | Build Wind_Generation Cost | B Build Wind_Generation Cost | 0 | 0 | System | Generator | Build Wind 2030 | Build Wind | Generation Cost | 1 | 0 | 0 | 0 | 0 | 0 | 0 | 0 | 0 | 0 | 0 | 0 | 0 | 0 | 0 | 0 | 0 | 0 | 0 | 0 | 0 | 0
Build Wind 2030_Fixed Costs | Build Wind_Fixed Costs | B Build Wind_Fixed Costs | 0 | 0 | System | Generator | Build Wind 2030 | Build Wind | Fixed Costs | 1 | 0 | 0 | 0 | 0 | 0 | 0 | 0 | 0 | 0 | 0 | 0 | 0 | 0 | 0 | 0 | 0 | 0 | 0 | 0 | 0 | 0
Build Wind 2030_Pool Revenue | Build Wind_Pool Revenue | B Build Wind_Pool Revenue | 0 | 0 | System | Generator | Build Wind 2030 | Build Wind | Pool Revenue | 1 | 0 | 0 | 0 | 0 | 0 | 0 | 0 | 0 | 0 | 0 | 0 | 0 | 0 | 0 | 0 | 0 | 0 | 0 | 0 | 0 | 0
Build Wind 2030_Max Capacity | Build Wind_Max Capacity | B Build Wind_Max Capacity | 150 | 0 | System | Generator | Build Wind 2030 | Build Wind | Max Capacity | 1 | MW | 0 | 0 | 0 | 0 | 0 | 0 | 150 | 150 | 150 | 150 | 150 | 150 | 150 | 150 | 150 | 150 | 150 | 150 | 150 | 150
Build Wind 2030_Installed Capacity | Build Wind_Installed Capacity | B Build Wind_Installed Capacity | 0 | 0 | System | Generator | Build Wind 2030 | Build Wind | Installed Capacity | 1 | MW | 0 | 0 | 0 | 0 | 0 | 0 | 0 | 0 | 0 | 0 | 0 | 0 | 0 | 0 | 0 | 0 | 0 | 0 | 0 | 0
Build Wind 2030_Firm Capacity | Build Wind_Firm Capacity | B Build Wind_Firm Capacity | 0 | 0 | System | Generator | Build Wind 2030 | Build Wind | Firm Capacity | 1 | MW | 0 | 0 | 0 | 0 | 0 | 0 | 0 | 0 | 0 | 0 | 0 | 0 | 0 | 0 | 0 | 0 | 0 | 0 | 0 | 0
Build Wind 2030_Forced Outage Rate | Build Wind_Forced Outage Rate | B Build Wind_Forced Outage Rate | 0 | 0 | System | Generator | Build Wind 2030 | Build Wind | Forced Outage Rate | 1 | % | 0 | 0 | 0 | 0 | 0 | 0 | 0 | 0 | 0 | 0 | 0 | 0 | 0 | 0 | 0 | 0 | 0 | 0 | 0 | 0
Build Wind 2030_Outage Rate | Build Wind_Outage Rate | B Build Wind_Outage Rate | 0 | 0 | System | Generator | Build Wind 2030 | Build Wind | Outage Rate | 1 | % | 0 | 0 | 0 | 0 | 0 | 0 | 0 | 0 | 0 | 0 | 0 | 0 | 0 | 0 | 0 | 0 | 0 | 0 | 0 | 0
Build Wind 2030_Units Built | Build Wind_Units Built | B Build Wind_Units Built | 0 | 0 | System | Generator | Build Wind 2030 | Build Wind | Units Built | 1 | - | 0 | 0 | 0 | 0 | 0 | 0 | 0 | 0 | 0 | 0 | 0 | 0 | 0 | 0 | 0 | 0 | 0 | 0 | 0 | 0
Build Wind 2030_Units Retired | Build Wind_Units Retired | B Build Wind_Units Retired | 0 | 0 | System | Generator | Build Wind 2030 | Build Wind | Units Retired | 1 | - | 0 | 0 | 0 | 0 | 0 | 0 | 0 | 0 | 0 | 0 | 0 | 0 | 0 | 0 | 0 | 0 | 0 | 0 | 0 | 0
Build Wind 2030_Capacity Built | Build Wind_Capacity Built | B Build Wind_Capacity Built | 0 | 0 | System | Generator | Build Wind 2030 | Build Wind | Capacity Built | 1 | MW | 0 | 0 | 0 | 0 | 0 | 0 | 0 | 0 | 0 | 0 | 0 | 0 | 0 | 0 | 0 | 0 | 0 | 0 | 0 | 0
Build Wind 2031_Units | Build Wind_Units | B Build Wind_Units | 1 | 0 | System | Generator | Build Wind 2031 | Build Wind | Units | 1 | - | 0 | 0 | 0 | 0 | 0 | 0 | 0 | 1 | 1 | 1 | 1 | 1 | 1 | 1 | 1 | 1 | 1 | 1 | 1 | 1
Build Wind 2031_Generation | Build Wind_Generation | B Build Wind_Generation | 640.2495 | 0 | System | Generator | Build Wind 2031 | Build Wind | Generation | 1 | GWh | 0 | 0 | 0 | 0 | 0 | 0 | 0 | 638.5971 | 637.2284 | 633.1198 | 633.6548 | 634.4025 | 640.2495 | 639.177 | 636.2447 | 633.1198 | 635.1328 | 633.8477 | 637.6427 | 632.6198
Build Wind 2031_Capacity Factor | Build Wind_Capacity Factor | B Build Wind_Capacity Factor | 48.6436 | 0 | System | Generator | Build Wind 2031 | Build Wind | Capacity Factor | 1 | % | 0 | 0 | 0 | 0 | 0 | 0 | 0 | 48.5995 | 48.3628 | 48.1826 | 48.2233 | 48.2802 | 48.5921 | 48.6436 | 48.4204 | 48.1826 | 48.2038 | 48.238 | 48.5268 | 48.1446
Build Wind 2031_FO&M Cost | Build Wind_FO&M Cost | B Build Wind_FO&M Cost | 58638.25 | 0 | System | Generator | Build Wind 2031 | Build Wind | FO&M Cost | 1 | 0 | 0 | 0 | 0 | 0 | 0 | 0 | 0 | 58638.25 | 56287.25 | 52787.7188 | 50347.8906 | 48453.4648 | 46691.1953 | 45084.1758 | 44015.2422 | 42951.2422 | 42007.0742 | 40838.5469 | 39790.1016 | 38747.1055
Build Wind 2031_Generation Cost | Build Wind_Generation Cost | B Build Wind_Generation Cost | 0 | 0 | System | Generator | Build Wind 2031 | Build Wind | Generation Cost | 1 | 0 | 0 | 0 | 0 | 0 | 0 | 0 | 0 | -27761.7832 | -28394.8379 | -28917.0488 | -29665.0234 | -30442.5273 | -31491.1816 | -32224.3906 | -32878.4727 | -33534.9102 | -34482.5781 | 0 | 0 | 0
Build Wind 2031_Fixed Costs | Build Wind_Fixed Costs | B Build Wind_Fixed Costs | 58638.25 | 0 | System | Generator | Build Wind 2031 | Build Wind | Fixed Costs | 1 | 0 | 0 | 0 | 0 | 0 | 0 | 0 | 0 | 58638.25 | 56287.25 | 52787.7188 | 50347.8906 | 48453.4648 | 46691.1953 | 45084.1758 | 44015.2422 | 42951.2422 | 42007.0742 | 40838.5469 | 39790.1016 | 38747.1055
Build Wind 2031_Pool Revenue | Build Wind_Pool Revenue | B Build Wind_Pool Revenue | 12394.5352 | 0 | System | Generator | Build Wind 2031 | Build Wind | Pool Revenue | 1 | 0 | 0 | 0 | 0 | 0 | 0 | 0 | 0 | 8970.8574 | 9077.0957 | 9340.6338 | 9671.6953 | 9989.7773 | 10368.6436 | 10659.1797 | 10950.0166 | 11001.5137 | 11371.5684 | 11729.8867 | 12011.9756 | 12394.5352
Build Wind 2031_Max Capacity | Build Wind_Max Capacity | B Build Wind_Max Capacity | 150 | 0 | System | Generator | Build Wind 2031 | Build Wind | Max Capacity | 1 | MW | 0 | 0 | 0 | 0 | 0 | 0 | 0 | 150 | 150 | 150 | 150 | 150 | 150 | 150 | 150 | 150 | 150 | 150 | 150 | 150
Build Wind 2031_Installed Capacity | Build Wind_Installed Capacity | B Build Wind_Installed Capacity | 150 | 0 | System | Generator | Build Wind 2031 | Build Wind | Installed Capacity | 1 | MW | 0 | 0 | 0 | 0 | 0 | 0 | 0 | 150 | 150 | 150 | 150 | 150 | 150 | 150 | 150 | 150 | 150 | 150 | 150 | 150
Build Wind 2031_Firm Capacity | Build Wind_Firm Capacity | B Build Wind_Firm Capacity | 21.3 | 0 | System | Generator | Build Wind 2031 | Build Wind | Firm Capacity | 1 | MW | 0 | 0 | 0 | 0 | 0 | 0 | 0 | 21.3 | 21 | 20.85 | 20.7 | 20.55 | 20.4 | 20.25 | 20.1 | 19.95 | 19.8 | 19.65 | 19.5 | 19.35
Build Wind 2031_Forced Outage Rate | Build Wind_Forced Outage Rate | B Build Wind_Forced Outage Rate | 0 | 0 | System | Generator | Build Wind 2031 | Build Wind | Forced Outage Rate | 1 | % | 0 | 0 | 0 | 0 | 0 | 0 | 0 | 0 | 0 | 0 | 0 | 0 | 0 | 0 | 0 | 0 | 0 | 0 | 0 | 0
Build Wind 2031_Outage Rate | Build Wind_Outage Rate | B Build Wind_Outage Rate | 0 | 0 | System | Generator | Build Wind 2031 | Build Wind | Outage Rate | 1 | % | 0 | 0 | 0 | 0 | 0 | 0 | 0 | 0 | 0 | 0 | 0 | 0 | 0 | 0 | 0 | 0 | 0 | 0 | 0 | 0
Build Wind 2031_Units Built | Build Wind_Units Built | B Build Wind_Units Built | 1 | 0 | System | Generator | Build Wind 2031 | Build Wind | Units Built | 1 | - | 0 | 0 | 0 | 0 | 0 | 0 | 0 | 1 | 0 | 0 | 0 | 0 | 0 | 0 | 0 | 0 | 0 | 0 | 0 | 0
Build Wind 2031_Units Retired | Build Wind_Units Retired | B Build Wind_Units Retired | 0 | 0 | System | Generator | Build Wind 2031 | Build Wind | Units Retired | 1 | - | 0 | 0 | 0 | 0 | 0 | 0 | 0 | 0 | 0 | 0 | 0 | 0 | 0 | 0 | 0 | 0 | 0 | 0 | 0 | 0
Build Wind 2031_Capacity Built | Build Wind_Capacity Built | B Build Wind_Capacity Built | 150 | 0 | System | Generator | Build Wind 2031 | Build Wind | Capacity Built | 1 | MW | 0 | 0 | 0 | 0 | 0 | 0 | 0 | 150 | 0 | 0 | 0 | 0 | 0 | 0 | 0 | 0 | 0 | 0 | 0 | 0
Build Wind 2032_Units | Build Wind_Units | B Build Wind_Units | 1 | 0 | System | Generator | Build Wind 2032 | Build Wind | Units | 1 | - | 0 | 0 | 0 | 0 | 0 | 0 | 0 | 0 | 1 | 1 | 1 | 1 | 1 | 1 | 1 | 1 | 1 | 1 | 1 | 1
Build Wind 2032_Generation | Build Wind_Generation | B Build Wind_Generation | 640.2495 | 0 | System | Generator | Build Wind 2032 | Build Wind | Generation | 1 | GWh | 0 | 0 | 0 | 0 | 0 | 0 | 0 | 0 | 637.2284 | 633.1198 | 633.6548 | 634.4025 | 640.2495 | 639.177 | 636.2447 | 633.1198 | 635.1328 | 638.0869 | 632.8226 | 637.1439
Build Wind 2032_Capacity Factor | Build Wind_Capacity Factor | B Build Wind_Capacity Factor | 48.6436 | 0 | System | Generator | Build Wind 2032 | Build Wind | Capacity Factor | 1 | % | 0 | 0 | 0 | 0 | 0 | 0 | 0 | 0 | 48.3628 | 48.1826 | 48.2233 | 48.2802 | 48.5921 | 48.6436 | 48.4204 | 48.1826 | 48.2038 | 48.5606 | 48.16 | 48.4889
Build Wind 2032_FO&M Cost | Build Wind_FO&M Cost | B Build Wind_FO&M Cost | 59847.1602 | 0 | System | Generator | Build Wind 2032 | Build Wind | FO&M Cost | 1 | 0 | 0 | 0 | 0 | 0 | 0 | 0 | 0 | 0 | 59847.1602 | 57137.9375 | 53737.1172 | 51257.543 | 49467.7734 | 47412.3867 | 45909.5234 | 44824.1406 | 43863.6602 | 42668.6758 | 41598.8516 | 40534.4727
Build Wind 2032_Generation Cost | Build Wind_Generation Cost | B Build Wind_Generation Cost | 0 | 0 | System | Generator | Build Wind 2032 | Build Wind | Generation Cost | 1 | 0 | 0 | 0 | 0 | 0 | 0 | 0 | 0 | 0 | -28394.8379 | -28917.0488 | -29665.0234 | -30442.5273 | -31491.1816 | -32224.3906 | -32878.4727 | -33534.9102 | -34482.5781 | -35509.0352 | 0 | 0
Build Wind 2032_Fixed Costs | Build Wind_Fixed Costs | B Build Wind_Fixed Costs | 59847.1602 | 0 | System | Generator | Build Wind 2032 | Build Wind | Fixed Costs | 1 | 0 | 0 | 0 | 0 | 0 | 0 | 0 | 0 | 0 | 59847.1602 | 57137.9375 | 53737.1172 | 51257.543 | 49467.7734 | 47412.3867 | 45909.5234 | 44824.1406 | 43863.6602 | 42668.6758 | 41598.8516 | 40534.4727
Build Wind 2032_Pool Revenue | Build Wind_Pool Revenue | B Build Wind_Pool Revenue | 12339.7686 | 0 | System | Generator | Build Wind 2032 | Build Wind | Pool Revenue | 1 | 0 | 0 | 0 | 0 | 0 | 0 | 0 | 0 | 0 | 9077.0957 | 9340.6338 | 9671.6953 | 9989.7773 | 10368.6436 | 10659.1797 | 10950.0166 | 11001.5137 | 11371.5684 | 11696.0146 | 12052.8838 | 12339.7686
Build Wind 2032_Max Capacity | Build Wind_Max Capacity | B Build Wind_Max Capacity | 150 | 0 | System | Generator | Build Wind 2032 | Build Wind | Max Capacity | 1 | MW | 0 | 0 | 0 | 0 | 0 | 0 | 0 | 0 | 150 | 150 | 150 | 150 | 150 | 150 | 150 | 150 | 150 | 150 | 150 | 150
Build Wind 2032_Installed Capacity | Build Wind_Installed Capacity | B Build Wind_Installed Capacity | 150 | 0 | System | Generator | Build Wind 2032 | Build Wind | Installed Capacity | 1 | MW | 0 | 0 | 0 | 0 | 0 | 0 | 0 | 0 | 150 | 150 | 150 | 150 | 150 | 150 | 150 | 150 | 150 | 150 | 150 | 150
Build Wind 2032_Firm Capacity | Build Wind_Firm Capacity | B Build Wind_Firm Capacity | 21 | 0 | System | Generator | Build Wind 2032 | Build Wind | Firm Capacity | 1 | MW | 0 | 0 | 0 | 0 | 0 | 0 | 0 | 0 | 21 | 20.85 | 20.7 | 20.55 | 20.4 | 20.25 | 20.1 | 19.95 | 19.8 | 19.65 | 19.5 | 19.35
Build Wind 2032_Forced Outage Rate | Build Wind_Forced Outage Rate | B Build Wind_Forced Outage Rate | 0 | 0 | System | Generator | Build Wind 2032 | Build Wind | Forced Outage Rate | 1 | % | 0 | 0 | 0 | 0 | 0 | 0 | 0 | 0 | 0 | 0 | 0 | 0 | 0 | 0 | 0 | 0 | 0 | 0 | 0 | 0
Build Wind 2032_Outage Rate | Build Wind_Outage Rate | B Build Wind_Outage Rate | 0 | 0 | System | Generator | Build Wind 2032 | Build Wind | Outage Rate | 1 | % | 0 | 0 | 0 | 0 | 0 | 0 | 0 | 0 | 0 | 0 | 0 | 0 | 0 | 0 | 0 | 0 | 0 | 0 | 0 | 0
Build Wind 2032_Units Built | Build Wind_Units Built | B Build Wind_Units Built | 1 | 0 | System | Generator | Build Wind 2032 | Build Wind | Units Built | 1 | - | 0 | 0 | 0 | 0 | 0 | 0 | 0 | 0 | 1 | 0 | 0 | 0 | 0 | 0 | 0 | 0 | 0 | 0 | 0 | 0
Build Wind 2032_Units Retired | Build Wind_Units Retired | B Build Wind_Units Retired | 0 | 0 | System | Generator | Build Wind 2032 | Build Wind | Units Retired | 1 | - | 0 | 0 | 0 | 0 | 0 | 0 | 0 | 0 | 0 | 0 | 0 | 0 | 0 | 0 | 0 | 0 | 0 | 0 | 0 | 0
Build Wind 2032_Capacity Built | Build Wind_Capacity Built | B Build Wind_Capacity Built | 150 | 0 | System | Generator | Build Wind 2032 | Build Wind | Capacity Built | 1 | MW | 0 | 0 | 0 | 0 | 0 | 0 | 0 | 0 | 150 | 0 | 0 | 0 | 0 | 0 | 0 | 0 | 0 | 0 | 0 | 0
Build Wind 2033_Units | Build Wind_Units | B Build Wind_Units | 1 | 0 | System | Generator | Build Wind 2033 | Build Wind | Units | 1 | - | 0 | 0 | 0 | 0 | 0 | 0 | 0 | 0 | 0 | 1 | 1 | 1 | 1 | 1 | 1 | 1 | 1 | 1 | 1 | 1
Build Wind 2033_Generation | Build Wind_Generation | B Build Wind_Generation | 640.2495 | 0 | System | Generator | Build Wind 2033 | Build Wind | Generation | 1 | GWh | 0 | 0 | 0 | 0 | 0 | 0 | 0 | 0 | 0 | 633.1198 | 633.6548 | 634.4025 | 640.2495 | 639.177 | 636.2447 | 633.1198 | 635.1328 | 638.0869 | 638.5971 | 633.1161
Build Wind 2033_Capacity Factor | Build Wind_Capacity Factor | B Build Wind_Capacity Factor | 48.6436 | 0 | System | Generator | Build Wind 2033 | Build Wind | Capacity Factor | 1 | % | 0 | 0 | 0 | 0 | 0 | 0 | 0 | 0 | 0 | 48.1826 | 48.2233 | 48.2802 | 48.5921 | 48.6436 | 48.4204 | 48.1826 | 48.2038 | 48.5606 | 48.5995 | 48.1824
Build Wind 2033_FO&M Cost | Build Wind_FO&M Cost | B Build Wind_FO&M Cost | 60759.2031 | 0 | System | Generator | Build Wind 2033 | Build Wind | FO&M Cost | 1 | 0 | 0 | 0 | 0 | 0 | 0 | 0 | 0 | 0 | 0 | 60759.2031 | 58171.3555 | 54713.8047 | 52336.2812 | 50236.9336 | 48285.3984 | 46758.3984 | 45781.1406 | 44558.9023 | 43467.0586 | 42380.6641
Build Wind 2033_Generation Cost | Build Wind_Generation Cost | B Build Wind_Generation Cost | 0 | 0 | System | Generator | Build Wind 2033 | Build Wind | Generation Cost | 1 | 0 | 0 | 0 | 0 | 0 | 0 | 0 | 0 | 0 | 0 | -28917.0488 | -29665.0234 | -30442.5273 | -31491.1816 | -32224.3906 | -32878.4727 | -33534.9102 | -34482.5781 | -35509.0352 | -36425.8633 | 0
Build Wind 2033_Fixed Costs | Build Wind_Fixed Costs | B Build Wind_Fixed Costs | 60759.2031 | 0 | System | Generator | Build Wind 2033 | Build Wind | Fixed Costs | 1 | 0 | 0 | 0 | 0 | 0 | 0 | 0 | 0 | 0 | 0 | 60759.2031 | 58171.3555 | 54713.8047 | 52336.2812 | 50236.9336 | 48285.3984 | 46758.3984 | 45781.1406 | 44558.9023 | 43467.0586 | 42380.6641
Build Wind 2033_Pool Revenue | Build Wind_Pool Revenue | B Build Wind_Pool Revenue | 12363.3223 | 0 | System | Generator | Build Wind 2033 | Build Wind | Pool Revenue | 1 | 0 | 0 | 0 | 0 | 0 | 0 | 0 | 0 | 0 | 0 | 9340.6338 | 9671.6953 | 9989.7773 | 10368.6436 | 10659.1797 | 10950.0166 | 11001.5137 | 11371.5684 | 11696.0146 | 12005.8125 | 12363.3223
Build Wind 2033_Max Capacity | Build Wind_Max Capacity | B Build Wind_Max Capacity | 150 | 0 | System | Generator | Build Wind 2033 | Build Wind | Max Capacity | 1 | MW | 0 | 0 | 0 | 0 | 0 | 0 | 0 | 0 | 0 | 150 | 150 | 150 | 150 | 150 | 150 | 150 | 150 | 150 | 150 | 150
Build Wind 2033_Installed Capacity | Build Wind_Installed Capacity | B Build Wind_Installed Capacity | 150 | 0 | System | Generator | Build Wind 2033 | Build Wind | Installed Capacity | 1 | MW | 0 | 0 | 0 | 0 | 0 | 0 | 0 | 0 | 0 | 150 | 150 | 150 | 150 | 150 | 150 | 150 | 150 | 150 | 150 | 150
Build Wind 2033_Firm Capacity | Build Wind_Firm Capacity | B Build Wind_Firm Capacity | 20.85 | 0 | System | Generator | Build Wind 2033 | Build Wind | Firm Capacity | 1 | MW | 0 | 0 | 0 | 0 | 0 | 0 | 0 | 0 | 0 | 20.85 | 20.7 | 20.55 | 20.4 | 20.25 | 20.1 | 19.95 | 19.8 | 19.65 | 19.5 | 19.35
Build Wind 2033_Forced Outage Rate | Build Wind_Forced Outage Rate | B Build Wind_Forced Outage Rate | 0 | 0 | System | Generator | Build Wind 2033 | Build Wind | Forced Outage Rate | 1 | % | 0 | 0 | 0 | 0 | 0 | 0 | 0 | 0 | 0 | 0 | 0 | 0 | 0 | 0 | 0 | 0 | 0 | 0 | 0 | 0
Build Wind 2033_Outage Rate | Build Wind_Outage Rate | B Build Wind_Outage Rate | 0 | 0 | System | Generator | Build Wind 2033 | Build Wind | Outage Rate | 1 | % | 0 | 0 | 0 | 0 | 0 | 0 | 0 | 0 | 0 | 0 | 0 | 0 | 0 | 0 | 0 | 0 | 0 | 0 | 0 | 0
Build Wind 2033_Units Built | Build Wind_Units Built | B Build Wind_Units Built | 1 | 0 | System | Generator | Build Wind 2033 | Build Wind | Units Built | 1 | - | 0 | 0 | 0 | 0 | 0 | 0 | 0 | 0 | 0 | 1 | 0 | 0 | 0 | 0 | 0 | 0 | 0 | 0 | 0 | 0
Build Wind 2033_Units Retired | Build Wind_Units Retired | B Build Wind_Units Retired | 0 | 0 | System | Generator | Build Wind 2033 | Build Wind | Units Retired | 1 | - | 0 | 0 | 0 | 0 | 0 | 0 | 0 | 0 | 0 | 0 | 0 | 0 | 0 | 0 | 0 | 0 | 0 | 0 | 0 | 0
Build Wind 2033_Capacity Built | Build Wind_Capacity Built | B Build Wind_Capacity Built | 150 | 0 | System | Generator | Build Wind 2033 | Build Wind | Capacity Built | 1 | MW | 0 | 0 | 0 | 0 | 0 | 0 | 0 | 0 | 0 | 150 | 0 | 0 | 0 | 0 | 0 | 0 | 0 | 0 | 0 | 0
Build Wind 2034_Units | Build Wind_Units | B Build Wind_Units | 1 | 0 | System | Generator | Build Wind 2034 | Build Wind | Units | 1 | - | 0 | 0 | 0 | 0 | 0 | 0 | 0 | 0 | 0 | 0 | 1 | 1 | 1 | 1 | 1 | 1 | 1 | 1 | 1 | 1
Build Wind 2034_Generation | Build Wind_Generation | B Build Wind_Generation | 640.2495 | 0 | System | Generator | Build Wind 2034 | Build Wind | Generation | 1 | GWh | 0 | 0 | 0 | 0 | 0 | 0 | 0 | 0 | 0 | 0 | 633.6548 | 634.4025 | 640.2495 | 639.177 | 636.2447 | 633.1198 | 635.1328 | 638.0869 | 638.5971 | 639.177
Build Wind 2034_Capacity Factor | Build Wind_Capacity Factor | B Build Wind_Capacity Factor | 48.6436 | 0 | System | Generator | Build Wind 2034 | Build Wind | Capacity Factor | 1 | % | 0 | 0 | 0 | 0 | 0 | 0 | 0 | 0 | 0 | 0 | 48.2233 | 48.2802 | 48.5921 | 48.6436 | 48.4204 | 48.1826 | 48.2038 | 48.5606 | 48.5995 | 48.6436
Build Wind 2034_FO&M Cost | Build Wind_FO&M Cost | B Build Wind_FO&M Cost | 61828.4453 | 0 | System | Generator | Build Wind 2034 | Build Wind | FO&M Cost | 1 | 0 | 0 | 0 | 0 | 0 | 0 | 0 | 0 | 0 | 0 | 0 | 61828.4453 | 59199.1133 | 55838.2305 | 53124.8594 | 51137.6289 | 49155.332 | 47735.0859 | 46485.7539 | 45372.1562 | 44264.0078
Build Wind 2034_Generation Cost | Build Wind_Generation Cost | B Build Wind_Generation Cost | 0 | 0 | System | Generator | Build Wind 2034 | Build Wind | Generation Cost | 1 | 0 | 0 | 0 | 0 | 0 | 0 | 0 | 0 | 0 | 0 | 0 | -22248.7676 | -22831.8965 | -23618.3867 | -24168.293 | -24658.8535 | -25151.1836 | -25861.9336 | -26631.7773 | -27319.3984 | -28027.8105
Build Wind 2034_Fixed Costs | Build Wind_Fixed Costs | B Build Wind_Fixed Costs | 61828.4453 | 0 | System | Generator | Build Wind 2034 | Build Wind | Fixed Costs | 1 | 0 | 0 | 0 | 0 | 0 | 0 | 0 | 0 | 0 | 0 | 0 | 61828.4453 | 59199.1133 | 55838.2305 | 53124.8594 | 51137.6289 | 49155.332 | 47735.0859 | 46485.7539 | 45372.1562 | 44264.0078
Build Wind 2034_Pool Revenue | Build Wind_Pool Revenue | B Build Wind_Pool Revenue | 12331.459 | 0 | System | Generator | Build Wind 2034 | Build Wind | Pool Revenue | 1 | 0 | 0 | 0 | 0 | 0 | 0 | 0 | 0 | 0 | 0 | 0 | 9671.6953 | 9989.7773 | 10368.6436 | 10659.1797 | 10950.0166 | 11001.5137 | 11371.5684 | 11696.0146 | 12005.8125 | 12331.459
Build Wind 2034_Max Capacity | Build Wind_Max Capacity | B Build Wind_Max Capacity | 150 | 0 | System | Generator | Build Wind 2034 | Build Wind | Max Capacity | 1 | MW | 0 | 0 | 0 | 0 | 0 | 0 | 0 | 0 | 0 | 0 | 150 | 150 | 150 | 150 | 150 | 150 | 150 | 150 | 150 | 150
Build Wind 2034_Installed Capacity | Build Wind_Installed Capacity | B Build Wind_Installed Capacity | 150 | 0 | System | Generator | Build Wind 2034 | Build Wind | Installed Capacity | 1 | MW | 0 | 0 | 0 | 0 | 0 | 0 | 0 | 0 | 0 | 0 | 150 | 150 | 150 | 150 | 150 | 150 | 150 | 150 | 150 | 150
Build Wind 2034_Firm Capacity | Build Wind_Firm Capacity | B Build Wind_Firm Capacity | 20.7 | 0 | System | Generator | Build Wind 2034 | Build Wind | Firm Capacity | 1 | MW | 0 | 0 | 0 | 0 | 0 | 0 | 0 | 0 | 0 | 0 | 20.7 | 20.55 | 20.4 | 20.25 | 20.1 | 19.95 | 19.8 | 19.65 | 19.5 | 19.35
Build Wind 2034_Forced Outage Rate | Build Wind_Forced Outage Rate | B Build Wind_Forced Outage Rate | 0 | 0 | System | Generator | Build Wind 2034 | Build Wind | Forced Outage Rate | 1 | % | 0 | 0 | 0 | 0 | 0 | 0 | 0 | 0 | 0 | 0 | 0 | 0 | 0 | 0 | 0 | 0 | 0 | 0 | 0 | 0
Build Wind 2034_Outage Rate | Build Wind_Outage Rate | B Build Wind_Outage Rate | 0 | 0 | System | Generator | Build Wind 2034 | Build Wind | Outage Rate | 1 | % | 0 | 0 | 0 | 0 | 0 | 0 | 0 | 0 | 0 | 0 | 0 | 0 | 0 | 0 | 0 | 0 | 0 | 0 | 0 | 0
Build Wind 2034_Units Built | Build Wind_Units Built | B Build Wind_Units Built | 1 | 0 | System | Generator | Build Wind 2034 | Build Wind | Units Built | 1 | - | 0 | 0 | 0 | 0 | 0 | 0 | 0 | 0 | 0 | 0 | 1 | 0 | 0 | 0 | 0 | 0 | 0 | 0 | 0 | 0
Build Wind 2034_Units Retired | Build Wind_Units Retired | B Build Wind_Units Retired | 0 | 0 | System | Generator | Build Wind 2034 | Build Wind | Units Retired | 1 | - | 0 | 0 | 0 | 0 | 0 | 0 | 0 | 0 | 0 | 0 | 0 | 0 | 0 | 0 | 0 | 0 | 0 | 0 | 0 | 0
Build Wind 2034_Capacity Built | Build Wind_Capacity Built | B Build Wind_Capacity Built | 150 | 0 | System | Generator | Build Wind 2034 | Build Wind | Capacity Built | 1 | MW | 0 | 0 | 0 | 0 | 0 | 0 | 0 | 0 | 0 | 0 | 150 | 0 | 0 | 0 | 0 | 0 | 0 | 0 | 0 | 0
Build Wind 2035_Units | Build Wind_Units | B Build Wind_Units | 1 | 0 | System | Generator | Build Wind 2035 | Build Wind | Units | 1 | - | 0 | 0 | 0 | 0 | 0 | 0 | 0 | 0 | 0 | 0 | 0 | 1 | 1 | 1 | 1 | 1 | 1 | 1 | 1 | 1
Build Wind 2035_Generation | Build Wind_Generation | B Build Wind_Generation | 640.2495 | 0 | System | Generator | Build Wind 2035 | Build Wind | Generation | 1 | GWh | 0 | 0 | 0 | 0 | 0 | 0 | 0 | 0 | 0 | 0 | 0 | 634.4025 | 640.2495 | 639.177 | 636.2447 | 633.1198 | 635.1328 | 638.0869 | 638.5971 | 639.177
Build Wind 2035_Capacity Factor | Build Wind_Capacity Factor | B Build Wind_Capacity Factor | 48.6436 | 0 | System | Generator | Build Wind 2035 | Build Wind | Capacity Factor | 1 | % | 0 | 0 | 0 | 0 | 0 | 0 | 0 | 0 | 0 | 0 | 0 | 48.2802 | 48.5921 | 48.6436 | 48.4204 | 48.1826 | 48.2038 | 48.5606 | 48.5995 | 48.6436
Build Wind 2035_FO&M Cost | Build Wind_FO&M Cost | B Build Wind_FO&M Cost | 62901.4883 | 0 | System | Generator | Build Wind 2035 | Build Wind | FO&M Cost | 1 | 0 | 0 | 0 | 0 | 0 | 0 | 0 | 0 | 0 | 0 | 0 | 0 | 62901.4883 | 60395.832 | 56661.6406 | 54060.6914 | 52042.7266 | 50166.8867 | 48455.6367 | 47320.3008 | 46190.4141
Build Wind 2035_Generation Cost | Build Wind_Generation Cost | B Build Wind_Generation Cost | 0 | 0 | System | Generator | Build Wind 2035 | Build Wind | Generation Cost | 1 | 0 | 0 | 0 | 0 | 0 | 0 | 0 | 0 | 0 | 0 | 0 | 0 | -15221.2637 | -15745.5908 | -16112.1953 | -16439.2363 | -16767.4551 | -17241.2891 | -17754.5176 | -18212.9316 | -18685.207
Build Wind 2035_Fixed Costs | Build Wind_Fixed Costs | B Build Wind_Fixed Costs | 62901.4883 | 0 | System | Generator | Build Wind 2035 | Build Wind | Fixed Costs | 1 | 0 | 0 | 0 | 0 | 0 | 0 | 0 | 0 | 0 | 0 | 0 | 0 | 62901.4883 | 60395.832 | 56661.6406 | 54060.6914 | 52042.7266 | 50166.8867 | 48455.6367 | 47320.3008 | 46190.4141
Build Wind 2035_Pool Revenue | Build Wind_Pool Revenue | B Build Wind_Pool Revenue | 12331.459 | 0 | System | Generator | Build Wind 2035 | Build Wind | Pool Revenue | 1 | 0 | 0 | 0 | 0 | 0 | 0 | 0 | 0 | 0 | 0 | 0 | 0 | 9989.7773 | 10368.6436 | 10659.1797 | 10950.0166 | 11001.5137 | 11371.5684 | 11696.0146 | 12005.8125 | 12331.459
Build Wind 2035_Max Capacity | Build Wind_Max Capacity | B Build Wind_Max Capacity | 150 | 0 | System | Generator | Build Wind 2035 | Build Wind | Max Capacity | 1 | MW | 0 | 0 | 0 | 0 | 0 | 0 | 0 | 0 | 0 | 0 | 0 | 150 | 150 | 150 | 150 | 150 | 150 | 150 | 150 | 150
Build Wind 2035_Installed Capacity | Build Wind_Installed Capacity | B Build Wind_Installed Capacity | 150 | 0 | System | Generator | Build Wind 2035 | Build Wind | Installed Capacity | 1 | MW | 0 | 0 | 0 | 0 | 0 | 0 | 0 | 0 | 0 | 0 | 0 | 150 | 150 | 150 | 150 | 150 | 150 | 150 | 150 | 150
Build Wind 2035_Firm Capacity | Build Wind_Firm Capacity | B Build Wind_Firm Capacity | 20.55 | 0 | System | Generator | Build Wind 2035 | Build Wind | Firm Capacity | 1 | MW | 0 | 0 | 0 | 0 | 0 | 0 | 0 | 0 | 0 | 0 | 0 | 20.55 | 20.4 | 20.25 | 20.1 | 19.95 | 19.8 | 19.65 | 19.5 | 19.35
Build Wind 2035_Forced Outage Rate | Build Wind_Forced Outage Rate | B Build Wind_Forced Outage Rate | 0 | 0 | System | Generator | Build Wind 2035 | Build Wind | Forced Outage Rate | 1 | % | 0 | 0 | 0 | 0 | 0 | 0 | 0 | 0 | 0 | 0 | 0 | 0 | 0 | 0 | 0 | 0 | 0 | 0 | 0 | 0
Build Wind 2035_Outage Rate | Build Wind_Outage Rate | B Build Wind_Outage Rate | 0 | 0 | System | Generator | Build Wind 2035 | Build Wind | Outage Rate | 1 | % | 0 | 0 | 0 | 0 | 0 | 0 | 0 | 0 | 0 | 0 | 0 | 0 | 0 | 0 | 0 | 0 | 0 | 0 | 0 | 0
Build Wind 2035_Units Built | Build Wind_Units Built | B Build Wind_Units Built | 1 | 0 | System | Generator | Build Wind 2035 | Build Wind | Units Built | 1 | - | 0 | 0 | 0 | 0 | 0 | 0 | 0 | 0 | 0 | 0 | 0 | 1 | 0 | 0 | 0 | 0 | 0 | 0 | 0 | 0
Build Wind 2035_Units Retired | Build Wind_Units Retired | B Build Wind_Units Retired | 0 | 0 | System | Generator | Build Wind 2035 | Build Wind | Units Retired | 1 | - | 0 | 0 | 0 | 0 | 0 | 0 | 0 | 0 | 0 | 0 | 0 | 0 | 0 | 0 | 0 | 0 | 0 | 0 | 0 | 0
Build Wind 2035_Capacity Built | Build Wind_Capacity Built | B Build Wind_Capacity Built | 150 | 0 | System | Generator | Build Wind 2035 | Build Wind | Capacity Built | 1 | MW | 0 | 0 | 0 | 0 | 0 | 0 | 0 | 0 | 0 | 0 | 0 | 150 | 0 | 0 | 0 | 0 | 0 | 0 | 0 | 0
Build Wind 2036_Units | Build Wind_Units | B Build Wind_Units | 0 | 0 | System | Generator | Build Wind 2036 | Build Wind | Units | 1 | - | 0 | 0 | 0 | 0 | 0 | 0 | 0 | 0 | 0 | 0 | 0 | 0 | 0 | 0 | 0 | 0 | 0 | 0 | 0 | 0
Build Wind 2036_Generation | Build Wind_Generation | B Build Wind_Generation | 0 | 0 | System | Generator | Build Wind 2036 | Build Wind | Generation | 1 | GWh | 0 | 0 | 0 | 0 | 0 | 0 | 0 | 0 | 0 | 0 | 0 | 0 | 0 | 0 | 0 | 0 | 0 | 0 | 0 | 0
Build Wind 2036_Capacity Factor | Build Wind_Capacity Factor | B Build Wind_Capacity Factor | 0 | 0 | System | Generator | Build Wind 2036 | Build Wind | Capacity Factor | 1 | % | 0 | 0 | 0 | 0 | 0 | 0 | 0 | 0 | 0 | 0 | 0 | 0 | 0 | 0 | 0 | 0 | 0 | 0 | 0 | 0
Build Wind 2036_FO&M Cost | Build Wind_FO&M Cost | B Build Wind_FO&M Cost | 0 | 0 | System | Generator | Build Wind 2036 | Build Wind | FO&M Cost | 1 | 0 | 0 | 0 | 0 | 0 | 0 | 0 | 0 | 0 | 0 | 0 | 0 | 0 | 0 | 0 | 0 | 0 | 0 | 0 | 0 | 0
Build Wind 2036_Generation Cost | Build Wind_Generation Cost | B Build Wind_Generation Cost | 0 | 0 | System | Generator | Build Wind 2036 | Build Wind | Generation Cost | 1 | 0 | 0 | 0 | 0 | 0 | 0 | 0 | 0 | 0 | 0 | 0 | 0 | 0 | 0 | 0 | 0 | 0 | 0 | 0 | 0 | 0
Build Wind 2036_Fixed Costs | Build Wind_Fixed Costs | B Build Wind_Fixed Costs | 0 | 0 | System | Generator | Build Wind 2036 | Build Wind | Fixed Costs | 1 | 0 | 0 | 0 | 0 | 0 | 0 | 0 | 0 | 0 | 0 | 0 | 0 | 0 | 0 | 0 | 0 | 0 | 0 | 0 | 0 | 0
Build Wind 2036_Pool Revenue | Build Wind_Pool Revenue | B Build Wind_Pool Revenue | 0 | 0 | System | Generator | Build Wind 2036 | Build Wind | Pool Revenue | 1 | 0 | 0 | 0 | 0 | 0 | 0 | 0 | 0 | 0 | 0 | 0 | 0 | 0 | 0 | 0 | 0 | 0 | 0 | 0 | 0 | 0
Build Wind 2036_Max Capacity | Build Wind_Max Capacity | B Build Wind_Max Capacity | 150 | 0 | System | Generator | Build Wind 2036 | Build Wind | Max Capacity | 1 | MW | 0 | 0 | 0 | 0 | 0 | 0 | 0 | 0 | 0 | 0 | 0 | 0 | 150 | 150 | 150 | 150 | 150 | 150 | 150 | 150
Build Wind 2036_Installed Capacity | Build Wind_Installed Capacity | B Build Wind_Installed Capacity | 0 | 0 | System | Generator | Build Wind 2036 | Build Wind | Installed Capacity | 1 | MW | 0 | 0 | 0 | 0 | 0 | 0 | 0 | 0 | 0 | 0 | 0 | 0 | 0 | 0 | 0 | 0 | 0 | 0 | 0 | 0
Build Wind 2036_Firm Capacity | Build Wind_Firm Capacity | B Build Wind_Firm Capacity | 0 | 0 | System | Generator | Build Wind 2036 | Build Wind | Firm Capacity | 1 | MW | 0 | 0 | 0 | 0 | 0 | 0 | 0 | 0 | 0 | 0 | 0 | 0 | 0 | 0 | 0 | 0 | 0 | 0 | 0 | 0
Build Wind 2036_Forced Outage Rate | Build Wind_Forced Outage Rate | B Build Wind_Forced Outage Rate | 0 | 0 | System | Generator | Build Wind 2036 | Build Wind | Forced Outage Rate | 1 | % | 0 | 0 | 0 | 0 | 0 | 0 | 0 | 0 | 0 | 0 | 0 | 0 | 0 | 0 | 0 | 0 | 0 | 0 | 0 | 0
Build Wind 2036_Outage Rate | Build Wind_Outage Rate | B Build Wind_Outage Rate | 0 | 0 | System | Generator | Build Wind 2036 | Build Wind | Outage Rate | 1 | % | 0 | 0 | 0 | 0 | 0 | 0 | 0 | 0 | 0 | 0 | 0 | 0 | 0 | 0 | 0 | 0 | 0 | 0 | 0 | 0
Build Wind 2036_Units Built | Build Wind_Units Built | B Build Wind_Units Built | 0 | 0 | System | Generator | Build Wind 2036 | Build Wind | Units Built | 1 | - | 0 | 0 | 0 | 0 | 0 | 0 | 0 | 0 | 0 | 0 | 0 | 0 | 0 | 0 | 0 | 0 | 0 | 0 | 0 | 0
Build Wind 2036_Units Retired | Build Wind_Units Retired | B Build Wind_Units Retired | 0 | 0 | System | Generator | Build Wind 2036 | Build Wind | Units Retired | 1 | - | 0 | 0 | 0 | 0 | 0 | 0 | 0 | 0 | 0 | 0 | 0 | 0 | 0 | 0 | 0 | 0 | 0 | 0 | 0 | 0
Build Wind 2036_Capacity Built | Build Wind_Capacity Built | B Build Wind_Capacity Built | 0 | 0 | System | Generator | Build Wind 2036 | Build Wind | Capacity Built | 1 | MW | 0 | 0 | 0 | 0 | 0 | 0 | 0 | 0 | 0 | 0 | 0 | 0 | 0 | 0 | 0 | 0 | 0 | 0 | 0 | 0
Build Wind 2037_Units | Build Wind_Units | B Build Wind_Units | 0 | 0 | System | Generator | Build Wind 2037 | Build Wind | Units | 1 | - | 0 | 0 | 0 | 0 | 0 | 0 | 0 | 0 | 0 | 0 | 0 | 0 | 0 | 0 | 0 | 0 | 0 | 0 | 0 | 0
Build Wind 2037_Generation | Build Wind_Generation | B Build Wind_Generation | 0 | 0 | System | Generator | Build Wind 2037 | Build Wind | Generation | 1 | GWh | 0 | 0 | 0 | 0 | 0 | 0 | 0 | 0 | 0 | 0 | 0 | 0 | 0 | 0 | 0 | 0 | 0 | 0 | 0 | 0
Build Wind 2037_Capacity Factor | Build Wind_Capacity Factor | B Build Wind_Capacity Factor | 0 | 0 | System | Generator | Build Wind 2037 | Build Wind | Capacity Factor | 1 | % | 0 | 0 | 0 | 0 | 0 | 0 | 0 | 0 | 0 | 0 | 0 | 0 | 0 | 0 | 0 | 0 | 0 | 0 | 0 | 0
Build Wind 2037_FO&M Cost | Build Wind_FO&M Cost | B Build Wind_FO&M Cost | 0 | 0 | System | Generator | Build Wind 2037 | Build Wind | FO&M Cost | 1 | 0 | 0 | 0 | 0 | 0 | 0 | 0 | 0 | 0 | 0 | 0 | 0 | 0 | 0 | 0 | 0 | 0 | 0 | 0 | 0 | 0
Build Wind 2037_Generation Cost | Build Wind_Generation Cost | B Build Wind_Generation Cost | 0 | 0 | System | Generator | Build Wind 2037 | Build Wind | Generation Cost | 1 | 0 | 0 | 0 | 0 | 0 | 0 | 0 | 0 | 0 | 0 | 0 | 0 | 0 | 0 | 0 | 0 | 0 | 0 | 0 | 0 | 0
Build Wind 2037_Fixed Costs | Build Wind_Fixed Costs | B Build Wind_Fixed Costs | 0 | 0 | System | Generator | Build Wind 2037 | Build Wind | Fixed Costs | 1 | 0 | 0 | 0 | 0 | 0 | 0 | 0 | 0 | 0 | 0 | 0 | 0 | 0 | 0 | 0 | 0 | 0 | 0 | 0 | 0 | 0
Build Wind 2037_Pool Revenue | Build Wind_Pool Revenue | B Build Wind_Pool Revenue | 0 | 0 | System | Generator | Build Wind 2037 | Build Wind | Pool Revenue | 1 | 0 | 0 | 0 | 0 | 0 | 0 | 0 | 0 | 0 | 0 | 0 | 0 | 0 | 0 | 0 | 0 | 0 | 0 | 0 | 0 | 0
Build Wind 2037_Max Capacity | Build Wind_Max Capacity | B Build Wind_Max Capacity | 150 | 0 | System | Generator | Build Wind 2037 | Build Wind | Max Capacity | 1 | MW | 0 | 0 | 0 | 0 | 0 | 0 | 0 | 0 | 0 | 0 | 0 | 0 | 0 | 150 | 150 | 150 | 150 | 150 | 150 | 150
Build Wind 2037_Installed Capacity | Build Wind_Installed Capacity | B Build Wind_Installed Capacity | 0 | 0 | System | Generator | Build Wind 2037 | Build Wind | Installed Capacity | 1 | MW | 0 | 0 | 0 | 0 | 0 | 0 | 0 | 0 | 0 | 0 | 0 | 0 | 0 | 0 | 0 | 0 | 0 | 0 | 0 | 0
Build Wind 2037_Firm Capacity | Build Wind_Firm Capacity | B Build Wind_Firm Capacity | 0 | 0 | System | Generator | Build Wind 2037 | Build Wind | Firm Capacity | 1 | MW | 0 | 0 | 0 | 0 | 0 | 0 | 0 | 0 | 0 | 0 | 0 | 0 | 0 | 0 | 0 | 0 | 0 | 0 | 0 | 0
Build Wind 2037_Forced Outage Rate | Build Wind_Forced Outage Rate | B Build Wind_Forced Outage Rate | 0 | 0 | System | Generator | Build Wind 2037 | Build Wind | Forced Outage Rate | 1 | % | 0 | 0 | 0 | 0 | 0 | 0 | 0 | 0 | 0 | 0 | 0 | 0 | 0 | 0 | 0 | 0 | 0 | 0 | 0 | 0
Build Wind 2037_Outage Rate | Build Wind_Outage Rate | B Build Wind_Outage Rate | 0 | 0 | System | Generator | Build Wind 2037 | Build Wind | Outage Rate | 1 | % | 0 | 0 | 0 | 0 | 0 | 0 | 0 | 0 | 0 | 0 | 0 | 0 | 0 | 0 | 0 | 0 | 0 | 0 | 0 | 0
Build Wind 2037_Units Built | Build Wind_Units Built | B Build Wind_Units Built | 0 | 0 | System | Generator | Build Wind 2037 | Build Wind | Units Built | 1 | - | 0 | 0 | 0 | 0 | 0 | 0 | 0 | 0 | 0 | 0 | 0 | 0 | 0 | 0 | 0 | 0 | 0 | 0 | 0 | 0
Build Wind 2037_Units Retired | Build Wind_Units Retired | B Build Wind_Units Retired | 0 | 0 | System | Generator | Build Wind 2037 | Build Wind | Units Retired | 1 | - | 0 | 0 | 0 | 0 | 0 | 0 | 0 | 0 | 0 | 0 | 0 | 0 | 0 | 0 | 0 | 0 | 0 | 0 | 0 | 0
Build Wind 2037_Capacity Built | Build Wind_Capacity Built | B Build Wind_Capacity Built | 0 | 0 | System | Generator | Build Wind 2037 | Build Wind | Capacity Built | 1 | MW | 0 | 0 | 0 | 0 | 0 | 0 | 0 | 0 | 0 | 0 | 0 | 0 | 0 | 0 | 0 | 0 | 0 | 0 | 0 | 0
Build Wind 2038_Units | Build Wind_Units | B Build Wind_Units | 0 | 0 | System | Generator | Build Wind 2038 | Build Wind | Units | 1 | - | 0 | 0 | 0 | 0 | 0 | 0 | 0 | 0 | 0 | 0 | 0 | 0 | 0 | 0 | 0 | 0 | 0 | 0 | 0 | 0
Build Wind 2038_Generation | Build Wind_Generation | B Build Wind_Generation | 0 | 0 | System | Generator | Build Wind 2038 | Build Wind | Generation | 1 | GWh | 0 | 0 | 0 | 0 | 0 | 0 | 0 | 0 | 0 | 0 | 0 | 0 | 0 | 0 | 0 | 0 | 0 | 0 | 0 | 0
Build Wind 2038_Capacity Factor | Build Wind_Capacity Factor | B Build Wind_Capacity Factor | 0 | 0 | System | Generator | Build Wind 2038 | Build Wind | Capacity Factor | 1 | % | 0 | 0 | 0 | 0 | 0 | 0 | 0 | 0 | 0 | 0 | 0 | 0 | 0 | 0 | 0 | 0 | 0 | 0 | 0 | 0
Build Wind 2038_FO&M Cost | Build Wind_FO&M Cost | B Build Wind_FO&M Cost | 0 | 0 | System | Generator | Build Wind 2038 | Build Wind | FO&M Cost | 1 | 0 | 0 | 0 | 0 | 0 | 0 | 0 | 0 | 0 | 0 | 0 | 0 | 0 | 0 | 0 | 0 | 0 | 0 | 0 | 0 | 0
Build Wind 2038_Generation Cost | Build Wind_Generation Cost | B Build Wind_Generation Cost | 0 | 0 | System | Generator | Build Wind 2038 | Build Wind | Generation Cost | 1 | 0 | 0 | 0 | 0 | 0 | 0 | 0 | 0 | 0 | 0 | 0 | 0 | 0 | 0 | 0 | 0 | 0 | 0 | 0 | 0 | 0
Build Wind 2038_Fixed Costs | Build Wind_Fixed Costs | B Build Wind_Fixed Costs | 0 | 0 | System | Generator | Build Wind 2038 | Build Wind | Fixed Costs | 1 | 0 | 0 | 0 | 0 | 0 | 0 | 0 | 0 | 0 | 0 | 0 | 0 | 0 | 0 | 0 | 0 | 0 | 0 | 0 | 0 | 0
Build Wind 2038_Pool Revenue | Build Wind_Pool Revenue | B Build Wind_Pool Revenue | 0 | 0 | System | Generator | Build Wind 2038 | Build Wind | Pool Revenue | 1 | 0 | 0 | 0 | 0 | 0 | 0 | 0 | 0 | 0 | 0 | 0 | 0 | 0 | 0 | 0 | 0 | 0 | 0 | 0 | 0 | 0
Build Wind 2038_Max Capacity | Build Wind_Max Capacity | B Build Wind_Max Capacity | 150 | 0 | System | Generator | Build Wind 2038 | Build Wind | Max Capacity | 1 | MW | 0 | 0 | 0 | 0 | 0 | 0 | 0 | 0 | 0 | 0 | 0 | 0 | 0 | 0 | 150 | 150 | 150 | 150 | 150 | 150
Build Wind 2038_Installed Capacity | Build Wind_Installed Capacity | B Build Wind_Installed Capacity | 0 | 0 | System | Generator | Build Wind 2038 | Build Wind | Installed Capacity | 1 | MW | 0 | 0 | 0 | 0 | 0 | 0 | 0 | 0 | 0 | 0 | 0 | 0 | 0 | 0 | 0 | 0 | 0 | 0 | 0 | 0
Build Wind 2038_Firm Capacity | Build Wind_Firm Capacity | B Build Wind_Firm Capacity | 0 | 0 | System | Generator | Build Wind 2038 | Build Wind | Firm Capacity | 1 | MW | 0 | 0 | 0 | 0 | 0 | 0 | 0 | 0 | 0 | 0 | 0 | 0 | 0 | 0 | 0 | 0 | 0 | 0 | 0 | 0
Build Wind 2038_Forced Outage Rate | Build Wind_Forced Outage Rate | B Build Wind_Forced Outage Rate | 0 | 0 | System | Generator | Build Wind 2038 | Build Wind | Forced Outage Rate | 1 | % | 0 | 0 | 0 | 0 | 0 | 0 | 0 | 0 | 0 | 0 | 0 | 0 | 0 | 0 | 0 | 0 | 0 | 0 | 0 | 0
Build Wind 2038_Outage Rate | Build Wind_Outage Rate | B Build Wind_Outage Rate | 0 | 0 | System | Generator | Build Wind 2038 | Build Wind | Outage Rate | 1 | % | 0 | 0 | 0 | 0 | 0 | 0 | 0 | 0 | 0 | 0 | 0 | 0 | 0 | 0 | 0 | 0 | 0 | 0 | 0 | 0
Build Wind 2038_Units Built | Build Wind_Units Built | B Build Wind_Units Built | 0 | 0 | System | Generator | Build Wind 2038 | Build Wind | Units Built | 1 | - | 0 | 0 | 0 | 0 | 0 | 0 | 0 | 0 | 0 | 0 | 0 | 0 | 0 | 0 | 0 | 0 | 0 | 0 | 0 | 0
Build Wind 2038_Units Retired | Build Wind_Units Retired | B Build Wind_Units Retired | 0 | 0 | System | Generator | Build Wind 2038 | Build Wind | Units Retired | 1 | - | 0 | 0 | 0 | 0 | 0 | 0 | 0 | 0 | 0 | 0 | 0 | 0 | 0 | 0 | 0 | 0 | 0 | 0 | 0 | 0
Build Wind 2038_Capacity Built | Build Wind_Capacity Built | B Build Wind_Capacity Built | 0 | 0 | System | Generator | Build Wind 2038 | Build Wind | Capacity Built | 1 | MW | 0 | 0 | 0 | 0 | 0 | 0 | 0 | 0 | 0 | 0 | 0 | 0 | 0 | 0 | 0 | 0 | 0 | 0 | 0 | 0
Build Wind 2039_Units | Build Wind_Units | B Build Wind_Units | 0 | 0 | System | Generator | Build Wind 2039 | Build Wind | Units | 1 | - | 0 | 0 | 0 | 0 | 0 | 0 | 0 | 0 | 0 | 0 | 0 | 0 | 0 | 0 | 0 | 0 | 0 | 0 | 0 | 0
Build Wind 2039_Generation | Build Wind_Generation | B Build Wind_Generation | 0 | 0 | System | Generator | Build Wind 2039 | Build Wind | Generation | 1 | GWh | 0 | 0 | 0 | 0 | 0 | 0 | 0 | 0 | 0 | 0 | 0 | 0 | 0 | 0 | 0 | 0 | 0 | 0 | 0 | 0
Build Wind 2039_Capacity Factor | Build Wind_Capacity Factor | B Build Wind_Capacity Factor | 0 | 0 | System | Generator | Build Wind 2039 | Build Wind | Capacity Factor | 1 | % | 0 | 0 | 0 | 0 | 0 | 0 | 0 | 0 | 0 | 0 | 0 | 0 | 0 | 0 | 0 | 0 | 0 | 0 | 0 | 0
Build Wind 2039_FO&M Cost | Build Wind_FO&M Cost | B Build Wind_FO&M Cost | 0 | 0 | System | Generator | Build Wind 2039 | Build Wind | FO&M Cost | 1 | 0 | 0 | 0 | 0 | 0 | 0 | 0 | 0 | 0 | 0 | 0 | 0 | 0 | 0 | 0 | 0 | 0 | 0 | 0 | 0 | 0
Build Wind 2039_Generation Cost | Build Wind_Generation Cost | B Build Wind_Generation Cost | 0 | 0 | System | Generator | Build Wind 2039 | Build Wind | Generation Cost | 1 | 0 | 0 | 0 | 0 | 0 | 0 | 0 | 0 | 0 | 0 | 0 | 0 | 0 | 0 | 0 | 0 | 0 | 0 | 0 | 0 | 0
Build Wind 2039_Fixed Costs | Build Wind_Fixed Costs | B Build Wind_Fixed Costs | 0 | 0 | System | Generator | Build Wind 2039 | Build Wind | Fixed Costs | 1 | 0 | 0 | 0 | 0 | 0 | 0 | 0 | 0 | 0 | 0 | 0 | 0 | 0 | 0 | 0 | 0 | 0 | 0 | 0 | 0 | 0
Build Wind 2039_Pool Revenue | Build Wind_Pool Revenue | B Build Wind_Pool Revenue | 0 | 0 | System | Generator | Build Wind 2039 | Build Wind | Pool Revenue | 1 | 0 | 0 | 0 | 0 | 0 | 0 | 0 | 0 | 0 | 0 | 0 | 0 | 0 | 0 | 0 | 0 | 0 | 0 | 0 | 0 | 0
Build Wind 2039_Max Capacity | Build Wind_Max Capacity | B Build Wind_Max Capacity | 150 | 0 | System | Generator | Build Wind 2039 | Build Wind | Max Capacity | 1 | MW | 0 | 0 | 0 | 0 | 0 | 0 | 0 | 0 | 0 | 0 | 0 | 0 | 0 | 0 | 0 | 150 | 150 | 150 | 150 | 150
Build Wind 2039_Installed Capacity | Build Wind_Installed Capacity | B Build Wind_Installed Capacity | 0 | 0 | System | Generator | Build Wind 2039 | Build Wind | Installed Capacity | 1 | MW | 0 | 0 | 0 | 0 | 0 | 0 | 0 | 0 | 0 | 0 | 0 | 0 | 0 | 0 | 0 | 0 | 0 | 0 | 0 | 0
Build Wind 2039_Firm Capacity | Build Wind_Firm Capacity | B Build Wind_Firm Capacity | 0 | 0 | System | Generator | Build Wind 2039 | Build Wind | Firm Capacity | 1 | MW | 0 | 0 | 0 | 0 | 0 | 0 | 0 | 0 | 0 | 0 | 0 | 0 | 0 | 0 | 0 | 0 | 0 | 0 | 0 | 0
Build Wind 2039_Forced Outage Rate | Build Wind_Forced Outage Rate | B Build Wind_Forced Outage Rate | 0 | 0 | System | Generator | Build Wind 2039 | Build Wind | Forced Outage Rate | 1 | % | 0 | 0 | 0 | 0 | 0 | 0 | 0 | 0 | 0 | 0 | 0 | 0 | 0 | 0 | 0 | 0 | 0 | 0 | 0 | 0
Build Wind 2039_Outage Rate | Build Wind_Outage Rate | B Build Wind_Outage Rate | 0 | 0 | System | Generator | Build Wind 2039 | Build Wind | Outage Rate | 1 | % | 0 | 0 | 0 | 0 | 0 | 0 | 0 | 0 | 0 | 0 | 0 | 0 | 0 | 0 | 0 | 0 | 0 | 0 | 0 | 0
Build Wind 2039_Units Built | Build Wind_Units Built | B Build Wind_Units Built | 0 | 0 | System | Generator | Build Wind 2039 | Build Wind | Units Built | 1 | - | 0 | 0 | 0 | 0 | 0 | 0 | 0 | 0 | 0 | 0 | 0 | 0 | 0 | 0 | 0 | 0 | 0 | 0 | 0 | 0
Build Wind 2039_Units Retired | Build Wind_Units Retired | B Build Wind_Units Retired | 0 | 0 | System | Generator | Build Wind 2039 | Build Wind | Units Retired | 1 | - | 0 | 0 | 0 | 0 | 0 | 0 | 0 | 0 | 0 | 0 | 0 | 0 | 0 | 0 | 0 | 0 | 0 | 0 | 0 | 0
Build Wind 2039_Capacity Built | Build Wind_Capacity Built | B Build Wind_Capacity Built | 0 | 0 | System | Generator | Build Wind 2039 | Build Wind | Capacity Built | 1 | MW | 0 | 0 | 0 | 0 | 0 | 0 | 0 | 0 | 0 | 0 | 0 | 0 | 0 | 0 | 0 | 0 | 0 | 0 | 0 | 0
Build Wind 2040_Units | Build Wind_Units | B Build Wind_Units | 0 | 0 | System | Generator | Build Wind 2040 | Build Wind | Units | 1 | - | 0 | 0 | 0 | 0 | 0 | 0 | 0 | 0 | 0 | 0 | 0 | 0 | 0 | 0 | 0 | 0 | 0 | 0 | 0 | 0
Build Wind 2040_Generation | Build Wind_Generation | B Build Wind_Generation | 0 | 0 | System | Generator | Build Wind 2040 | Build Wind | Generation | 1 | GWh | 0 | 0 | 0 | 0 | 0 | 0 | 0 | 0 | 0 | 0 | 0 | 0 | 0 | 0 | 0 | 0 | 0 | 0 | 0 | 0
Build Wind 2040_Capacity Factor | Build Wind_Capacity Factor | B Build Wind_Capacity Factor | 0 | 0 | System | Generator | Build Wind 2040 | Build Wind | Capacity Factor | 1 | % | 0 | 0 | 0 | 0 | 0 | 0 | 0 | 0 | 0 | 0 | 0 | 0 | 0 | 0 | 0 | 0 | 0 | 0 | 0 | 0
Build Wind 2040_FO&M Cost | Build Wind_FO&M Cost | B Build Wind_FO&M Cost | 0 | 0 | System | Generator | Build Wind 2040 | Build Wind | FO&M Cost | 1 | 0 | 0 | 0 | 0 | 0 | 0 | 0 | 0 | 0 | 0 | 0 | 0 | 0 | 0 | 0 | 0 | 0 | 0 | 0 | 0 | 0
Build Wind 2040_Generation Cost | Build Wind_Generation Cost | B Build Wind_Generation Cost | 0 | 0 | System | Generator | Build Wind 2040 | Build Wind | Generation Cost | 1 | 0 | 0 | 0 | 0 | 0 | 0 | 0 | 0 | 0 | 0 | 0 | 0 | 0 | 0 | 0 | 0 | 0 | 0 | 0 | 0 | 0
Build Wind 2040_Fixed Costs | Build Wind_Fixed Costs | B Build Wind_Fixed Costs | 0 | 0 | System | Generator | Build Wind 2040 | Build Wind | Fixed Costs | 1 | 0 | 0 | 0 | 0 | 0 | 0 | 0 | 0 | 0 | 0 | 0 | 0 | 0 | 0 | 0 | 0 | 0 | 0 | 0 | 0 | 0
Build Wind 2040_Pool Revenue | Build Wind_Pool Revenue | B Build Wind_Pool Revenue | 0 | 0 | System | Generator | Build Wind 2040 | Build Wind | Pool Revenue | 1 | 0 | 0 | 0 | 0 | 0 | 0 | 0 | 0 | 0 | 0 | 0 | 0 | 0 | 0 | 0 | 0 | 0 | 0 | 0 | 0 | 0
Build Wind 2040_Max Capacity | Build Wind_Max Capacity | B Build Wind_Max Capacity | 150 | 0 | System | Generator | Build Wind 2040 | Build Wind | Max Capacity | 1 | MW | 0 | 0 | 0 | 0 | 0 | 0 | 0 | 0 | 0 | 0 | 0 | 0 | 0 | 0 | 0 | 0 | 150 | 150 | 150 | 150
Build Wind 2040_Installed Capacity | Build Wind_Installed Capacity | B Build Wind_Installed Capacity | 0 | 0 | System | Generator | Build Wind 2040 | Build Wind | Installed Capacity | 1 | MW | 0 | 0 | 0 | 0 | 0 | 0 | 0 | 0 | 0 | 0 | 0 | 0 | 0 | 0 | 0 | 0 | 0 | 0 | 0 | 0
Build Wind 2040_Firm Capacity | Build Wind_Firm Capacity | B Build Wind_Firm Capacity | 0 | 0 | System | Generator | Build Wind 2040 | Build Wind | Firm Capacity | 1 | MW | 0 | 0 | 0 | 0 | 0 | 0 | 0 | 0 | 0 | 0 | 0 | 0 | 0 | 0 | 0 | 0 | 0 | 0 | 0 | 0
Build Wind 2040_Forced Outage Rate | Build Wind_Forced Outage Rate | B Build Wind_Forced Outage Rate | 0 | 0 | System | Generator | Build Wind 2040 | Build Wind | Forced Outage Rate | 1 | % | 0 | 0 | 0 | 0 | 0 | 0 | 0 | 0 | 0 | 0 | 0 | 0 | 0 | 0 | 0 | 0 | 0 | 0 | 0 | 0
Build Wind 2040_Outage Rate | Build Wind_Outage Rate | B Build Wind_Outage Rate | 0 | 0 | System | Generator | Build Wind 2040 | Build Wind | Outage Rate | 1 | % | 0 | 0 | 0 | 0 | 0 | 0 | 0 | 0 | 0 | 0 | 0 | 0 | 0 | 0 | 0 | 0 | 0 | 0 | 0 | 0
Build Wind 2040_Units Built | Build Wind_Units Built | B Build Wind_Units Built | 0 | 0 | System | Generator | Build Wind 2040 | Build Wind | Units Built | 1 | - | 0 | 0 | 0 | 0 | 0 | 0 | 0 | 0 | 0 | 0 | 0 | 0 | 0 | 0 | 0 | 0 | 0 | 0 | 0 | 0
Build Wind 2040_Units Retired | Build Wind_Units Retired | B Build Wind_Units Retired | 0 | 0 | System | Generator | Build Wind 2040 | Build Wind | Units Retired | 1 | - | 0 | 0 | 0 | 0 | 0 | 0 | 0 | 0 | 0 | 0 | 0 | 0 | 0 | 0 | 0 | 0 | 0 | 0 | 0 | 0
Build Wind 2040_Capacity Built | Build Wind_Capacity Built | B Build Wind_Capacity Built | 0 | 0 | System | Generator | Build Wind 2040 | Build Wind | Capacity Built | 1 | MW | 0 | 0 | 0 | 0 | 0 | 0 | 0 | 0 | 0 | 0 | 0 | 0 | 0 | 0 | 0 | 0 | 0 | 0 | 0 | 0
Build Wind 2041_Units | Build Wind_Units | B Build Wind_Units | 0 | 0 | System | Generator | Build Wind 2041 | Build Wind | Units | 1 | - | 0 | 0 | 0 | 0 | 0 | 0 | 0 | 0 | 0 | 0 | 0 | 0 | 0 | 0 | 0 | 0 | 0 | 0 | 0 | 0
Build Wind 2041_Generation | Build Wind_Generation | B Build Wind_Generation | 0 | 0 | System | Generator | Build Wind 2041 | Build Wind | Generation | 1 | GWh | 0 | 0 | 0 | 0 | 0 | 0 | 0 | 0 | 0 | 0 | 0 | 0 | 0 | 0 | 0 | 0 | 0 | 0 | 0 | 0
Build Wind 2041_Capacity Factor | Build Wind_Capacity Factor | B Build Wind_Capacity Factor | 0 | 0 | System | Generator | Build Wind 2041 | Build Wind | Capacity Factor | 1 | % | 0 | 0 | 0 | 0 | 0 | 0 | 0 | 0 | 0 | 0 | 0 | 0 | 0 | 0 | 0 | 0 | 0 | 0 | 0 | 0
Build Wind 2041_FO&M Cost | Build Wind_FO&M Cost | B Build Wind_FO&M Cost | 0 | 0 | System | Generator | Build Wind 2041 | Build Wind | FO&M Cost | 1 | 0 | 0 | 0 | 0 | 0 | 0 | 0 | 0 | 0 | 0 | 0 | 0 | 0 | 0 | 0 | 0 | 0 | 0 | 0 | 0 | 0
Build Wind 2041_Generation Cost | Build Wind_Generation Cost | B Build Wind_Generation Cost | 0 | 0 | System | Generator | Build Wind 2041 | Build Wind | Generation Cost | 1 | 0 | 0 | 0 | 0 | 0 | 0 | 0 | 0 | 0 | 0 | 0 | 0 | 0 | 0 | 0 | 0 | 0 | 0 | 0 | 0 | 0
Build Wind 2041_Fixed Costs | Build Wind_Fixed Costs | B Build Wind_Fixed Costs | 0 | 0 | System | Generator | Build Wind 2041 | Build Wind | Fixed Costs | 1 | 0 | 0 | 0 | 0 | 0 | 0 | 0 | 0 | 0 | 0 | 0 | 0 | 0 | 0 | 0 | 0 | 0 | 0 | 0 | 0 | 0
Build Wind 2041_Pool Revenue | Build Wind_Pool Revenue | B Build Wind_Pool Revenue | 0 | 0 | System | Generator | Build Wind 2041 | Build Wind | Pool Revenue | 1 | 0 | 0 | 0 | 0 | 0 | 0 | 0 | 0 | 0 | 0 | 0 | 0 | 0 | 0 | 0 | 0 | 0 | 0 | 0 | 0 | 0
Build Wind 2041_Max Capacity | Build Wind_Max Capacity | B Build Wind_Max Capacity | 150 | 0 | System | Generator | Build Wind 2041 | Build Wind | Max Capacity | 1 | MW | 0 | 0 | 0 | 0 | 0 | 0 | 0 | 0 | 0 | 0 | 0 | 0 | 0 | 0 | 0 | 0 | 0 | 150 | 150 | 150
Build Wind 2041_Installed Capacity | Build Wind_Installed Capacity | B Build Wind_Installed Capacity | 0 | 0 | System | Generator | Build Wind 2041 | Build Wind | Installed Capacity | 1 | MW | 0 | 0 | 0 | 0 | 0 | 0 | 0 | 0 | 0 | 0 | 0 | 0 | 0 | 0 | 0 | 0 | 0 | 0 | 0 | 0
Build Wind 2041_Firm Capacity | Build Wind_Firm Capacity | B Build Wind_Firm Capacity | 0 | 0 | System | Generator | Build Wind 2041 | Build Wind | Firm Capacity | 1 | MW | 0 | 0 | 0 | 0 | 0 | 0 | 0 | 0 | 0 | 0 | 0 | 0 | 0 | 0 | 0 | 0 | 0 | 0 | 0 | 0
Build Wind 2041_Forced Outage Rate | Build Wind_Forced Outage Rate | B Build Wind_Forced Outage Rate | 0 | 0 | System | Generator | Build Wind 2041 | Build Wind | Forced Outage Rate | 1 | % | 0 | 0 | 0 | 0 | 0 | 0 | 0 | 0 | 0 | 0 | 0 | 0 | 0 | 0 | 0 | 0 | 0 | 0 | 0 | 0
Build Wind 2041_Outage Rate | Build Wind_Outage Rate | B Build Wind_Outage Rate | 0 | 0 | System | Generator | Build Wind 2041 | Build Wind | Outage Rate | 1 | % | 0 | 0 | 0 | 0 | 0 | 0 | 0 | 0 | 0 | 0 | 0 | 0 | 0 | 0 | 0 | 0 | 0 | 0 | 0 | 0
Build Wind 2041_Units Built | Build Wind_Units Built | B Build Wind_Units Built | 0 | 0 | System | Generator | Build Wind 2041 | Build Wind | Units Built | 1 | - | 0 | 0 | 0 | 0 | 0 | 0 | 0 | 0 | 0 | 0 | 0 | 0 | 0 | 0 | 0 | 0 | 0 | 0 | 0 | 0
Build Wind 2041_Units Retired | Build Wind_Units Retired | B Build Wind_Units Retired | 0 | 0 | System | Generator | Build Wind 2041 | Build Wind | Units Retired | 1 | - | 0 | 0 | 0 | 0 | 0 | 0 | 0 | 0 | 0 | 0 | 0 | 0 | 0 | 0 | 0 | 0 | 0 | 0 | 0 | 0
Build Wind 2041_Capacity Built | Build Wind_Capacity Built | B Build Wind_Capacity Built | 0 | 0 | System | Generator | Build Wind 2041 | Build Wind | Capacity Built | 1 | MW | 0 | 0 | 0 | 0 | 0 | 0 | 0 | 0 | 0 | 0 | 0 | 0 | 0 | 0 | 0 | 0 | 0 | 0 | 0 | 0
Build Wind 2042_Units | Build Wind_Units | B Build Wind_Units | 1 | 0 | System | Generator | Build Wind 2042 | Build Wind | Units | 1 | - | 0 | 0 | 0 | 0 | 0 | 0 | 0 | 0 | 0 | 0 | 0 | 0 | 0 | 0 | 0 | 0 | 0 | 0 | 1 | 1
Build Wind 2042_Generation | Build Wind_Generation | B Build Wind_Generation | 634.5779 | 0 | System | Generator | Build Wind 2042 | Build Wind | Generation | 1 | GWh | 0 | 0 | 0 | 0 | 0 | 0 | 0 | 0 | 0 | 0 | 0 | 0 | 0 | 0 | 0 | 0 | 0 | 0 | 624.6638 | 634.5779
Build Wind 2042_Capacity Factor | Build Wind_Capacity Factor | B Build Wind_Capacity Factor | 48.2936 | 0 | System | Generator | Build Wind 2042 | Build Wind | Capacity Factor | 1 | % | 0 | 0 | 0 | 0 | 0 | 0 | 0 | 0 | 0 | 0 | 0 | 0 | 0 | 0 | 0 | 0 | 0 | 0 | 47.5391 | 48.2936
Build Wind 2042_FO&M Cost | Build Wind_FO&M Cost | B Build Wind_FO&M Cost | 70803.3438 | 0 | System | Generator | Build Wind 2042 | Build Wind | FO&M Cost | 1 | 0 | 0 | 0 | 0 | 0 | 0 | 0 | 0 | 0 | 0 | 0 | 0 | 0 | 0 | 0 | 0 | 0 | 0 | 0 | 70803.3438 | 67833.4844
Build Wind 2042_Generation Cost | Build Wind_Generation Cost | B Build Wind_Generation Cost | 0 | 0 | System | Generator | Build Wind 2042 | Build Wind | Generation Cost | 1 | 0 | 0 | 0 | 0 | 0 | 0 | 0 | 0 | 0 | 0 | 0 | 0 | 0 | 0 | 0 | 0 | 0 | 0 | 0 | 0 | 0
Build Wind 2042_Fixed Costs | Build Wind_Fixed Costs | B Build Wind_Fixed Costs | 70803.3438 | 0 | System | Generator | Build Wind 2042 | Build Wind | Fixed Costs | 1 | 0 | 0 | 0 | 0 | 0 | 0 | 0 | 0 | 0 | 0 | 0 | 0 | 0 | 0 | 0 | 0 | 0 | 0 | 0 | 70803.3438 | 67833.4844
Build Wind 2042_Pool Revenue | Build Wind_Pool Revenue | B Build Wind_Pool Revenue | 12371.3174 | 0 | System | Generator | Build Wind 2042 | Build Wind | Pool Revenue | 1 | 0 | 0 | 0 | 0 | 0 | 0 | 0 | 0 | 0 | 0 | 0 | 0 | 0 | 0 | 0 | 0 | 0 | 0 | 0 | 12118.4551 | 12371.3174
Build Wind 2042_Max Capacity | Build Wind_Max Capacity | B Build Wind_Max Capacity | 150 | 0 | System | Generator | Build Wind 2042 | Build Wind | Max Capacity | 1 | MW | 0 | 0 | 0 | 0 | 0 | 0 | 0 | 0 | 0 | 0 | 0 | 0 | 0 | 0 | 0 | 0 | 0 | 0 | 150 | 150
Build Wind 2042_Installed Capacity | Build Wind_Installed Capacity | B Build Wind_Installed Capacity | 150 | 0 | System | Generator | Build Wind 2042 | Build Wind | Installed Capacity | 1 | MW | 0 | 0 | 0 | 0 | 0 | 0 | 0 | 0 | 0 | 0 | 0 | 0 | 0 | 0 | 0 | 0 | 0 | 0 | 150 | 150
Build Wind 2042_Firm Capacity | Build Wind_Firm Capacity | B Build Wind_Firm Capacity | 19.5 | 0 | System | Generator | Build Wind 2042 | Build Wind | Firm Capacity | 1 | MW | 0 | 0 | 0 | 0 | 0 | 0 | 0 | 0 | 0 | 0 | 0 | 0 | 0 | 0 | 0 | 0 | 0 | 0 | 19.5 | 19.35
Build Wind 2042_Forced Outage Rate | Build Wind_Forced Outage Rate | B Build Wind_Forced Outage Rate | 0 | 0 | System | Generator | Build Wind 2042 | Build Wind | Forced Outage Rate | 1 | % | 0 | 0 | 0 | 0 | 0 | 0 | 0 | 0 | 0 | 0 | 0 | 0 | 0 | 0 | 0 | 0 | 0 | 0 | 0 | 0
Build Wind 2042_Outage Rate | Build Wind_Outage Rate | B Build Wind_Outage Rate | 0 | 0 | System | Generator | Build Wind 2042 | Build Wind | Outage Rate | 1 | % | 0 | 0 | 0 | 0 | 0 | 0 | 0 | 0 | 0 | 0 | 0 | 0 | 0 | 0 | 0 | 0 | 0 | 0 | 0 | 0
Build Wind 2042_Units Built | Build Wind_Units Built | B Build Wind_Units Built | 1 | 0 | System | Generator | Build Wind 2042 | Build Wind | Units Built | 1 | - | 0 | 0 | 0 | 0 | 0 | 0 | 0 | 0 | 0 | 0 | 0 | 0 | 0 | 0 | 0 | 0 | 0 | 0 | 1 | 0
Build Wind 2042_Units Retired | Build Wind_Units Retired | B Build Wind_Units Retired | 0 | 0 | System | Generator | Build Wind 2042 | Build Wind | Units Retired | 1 | - | 0 | 0 | 0 | 0 | 0 | 0 | 0 | 0 | 0 | 0 | 0 | 0 | 0 | 0 | 0 | 0 | 0 | 0 | 0 | 0
Build Wind 2042_Capacity Built | Build Wind_Capacity Built | B Build Wind_Capacity Built | 150 | 0 | System | Generator | Build Wind 2042 | Build Wind | Capacity Built | 1 | MW | 0 | 0 | 0 | 0 | 0 | 0 | 0 | 0 | 0 | 0 | 0 | 0 | 0 | 0 | 0 | 0 | 0 | 0 | 150 | 0
Build Wind 2043_Units | Build Wind_Units | B Build Wind_Units | 0 | 0 | System | Generator | Build Wind 2043 | Build Wind | Units | 1 | - | 0 | 0 | 0 | 0 | 0 | 0 | 0 | 0 | 0 | 0 | 0 | 0 | 0 | 0 | 0 | 0 | 0 | 0 | 0 | 0
Build Wind 2043_Generation | Build Wind_Generation | B Build Wind_Generation | 0 | 0 | System | Generator | Build Wind 2043 | Build Wind | Generation | 1 | GWh | 0 | 0 | 0 | 0 | 0 | 0 | 0 | 0 | 0 | 0 | 0 | 0 | 0 | 0 | 0 | 0 | 0 | 0 | 0 | 0
Build Wind 2043_Capacity Factor | Build Wind_Capacity Factor | B Build Wind_Capacity Factor | 0 | 0 | System | Generator | Build Wind 2043 | Build Wind | Capacity Factor | 1 | % | 0 | 0 | 0 | 0 | 0 | 0 | 0 | 0 | 0 | 0 | 0 | 0 | 0 | 0 | 0 | 0 | 0 | 0 | 0 | 0
Build Wind 2043_FO&M Cost | Build Wind_FO&M Cost | B Build Wind_FO&M Cost | 0 | 0 | System | Generator | Build Wind 2043 | Build Wind | FO&M Cost | 1 | 0 | 0 | 0 | 0 | 0 | 0 | 0 | 0 | 0 | 0 | 0 | 0 | 0 | 0 | 0 | 0 | 0 | 0 | 0 | 0 | 0
Build Wind 2043_Generation Cost | Build Wind_Generation Cost | B Build Wind_Generation Cost | 0 | 0 | System | Generator | Build Wind 2043 | Build Wind | Generation Cost | 1 | 0 | 0 | 0 | 0 | 0 | 0 | 0 | 0 | 0 | 0 | 0 | 0 | 0 | 0 | 0 | 0 | 0 | 0 | 0 | 0 | 0
Build Wind 2043_Fixed Costs | Build Wind_Fixed Costs | B Build Wind_Fixed Costs | 0 | 0 | System | Generator | Build Wind 2043 | Build Wind | Fixed Costs | 1 | 0 | 0 | 0 | 0 | 0 | 0 | 0 | 0 | 0 | 0 | 0 | 0 | 0 | 0 | 0 | 0 | 0 | 0 | 0 | 0 | 0
Build Wind 2043_Pool Revenue | Build Wind_Pool Revenue | B Build Wind_Pool Revenue | 0 | 0 | System | Generator | Build Wind 2043 | Build Wind | Pool Revenue | 1 | 0 | 0 | 0 | 0 | 0 | 0 | 0 | 0 | 0 | 0 | 0 | 0 | 0 | 0 | 0 | 0 | 0 | 0 | 0 | 0 | 0
Build Wind 2043_Max Capacity | Build Wind_Max Capacity | B Build Wind_Max Capacity | 150 | 0 | System | Generator | Build Wind 2043 | Build Wind | Max Capacity | 1 | MW | 0 | 0 | 0 | 0 | 0 | 0 | 0 | 0 | 0 | 0 | 0 | 0 | 0 | 0 | 0 | 0 | 0 | 0 | 0 | 150
Build Wind 2043_Installed Capacity | Build Wind_Installed Capacity | B Build Wind_Installed Capacity | 0 | 0 | System | Generator | Build Wind 2043 | Build Wind | Installed Capacity | 1 | MW | 0 | 0 | 0 | 0 | 0 | 0 | 0 | 0 | 0 | 0 | 0 | 0 | 0 | 0 | 0 | 0 | 0 | 0 | 0 | 0
Build Wind 2043_Firm Capacity | Build Wind_Firm Capacity | B Build Wind_Firm Capacity | 0 | 0 | System | Generator | Build Wind 2043 | Build Wind | Firm Capacity | 1 | MW | 0 | 0 | 0 | 0 | 0 | 0 | 0 | 0 | 0 | 0 | 0 | 0 | 0 | 0 | 0 | 0 | 0 | 0 | 0 | 0
Build Wind 2043_Forced Outage Rate | Build Wind_Forced Outage Rate | B Build Wind_Forced Outage Rate | 0 | 0 | System | Generator | Build Wind 2043 | Build Wind | Forced Outage Rate | 1 | % | 0 | 0 | 0 | 0 | 0 | 0 | 0 | 0 | 0 | 0 | 0 | 0 | 0 | 0 | 0 | 0 | 0 | 0 | 0 | 0
Build Wind 2043_Outage Rate | Build Wind_Outage Rate | B Build Wind_Outage Rate | 0 | 0 | System | Generator | Build Wind 2043 | Build Wind | Outage Rate | 1 | % | 0 | 0 | 0 | 0 | 0 | 0 | 0 | 0 | 0 | 0 | 0 | 0 | 0 | 0 | 0 | 0 | 0 | 0 | 0 | 0
Build Wind 2043_Units Built | Build Wind_Units Built | B Build Wind_Units Built | 0 | 0 | System | Generator | Build Wind 2043 | Build Wind | Units Built | 1 | - | 0 | 0 | 0 | 0 | 0 | 0 | 0 | 0 | 0 | 0 | 0 | 0 | 0 | 0 | 0 | 0 | 0 | 0 | 0 | 0
Build Wind 2043_Units Retired | Build Wind_Units Retired | B Build Wind_Units Retired | 0 | 0 | System | Generator | Build Wind 2043 | Build Wind | Units Retired | 1 | - | 0 | 0 | 0 | 0 | 0 | 0 | 0 | 0 | 0 | 0 | 0 | 0 | 0 | 0 | 0 | 0 | 0 | 0 | 0 | 0
Build Wind 2043_Capacity Built | Build Wind_Capacity Built | B Build Wind_Capacity Built | 0 | 0 | System | Generator | Build Wind 2043 | Build Wind | Capacity Built | 1 | MW | 0 | 0 | 0 | 0 | 0 | 0 | 0 | 0 | 0 | 0 | 0 | 0 | 0 | 0 | 0 | 0 | 0 | 0 | 0 | 0
Build Solar 2027_Units | Build Solar_Units | B Build Solar_Units | 1 | 0 | System | Generator | Build Solar 2027 | Build Solar | Units | 1 | - | 0 | 0 | 0 | 1 | 1 | 1 | 1 | 1 | 1 | 1 | 1 | 1 | 1 | 1 | 1 | 1 | 1 | 1 | 1 | 1
Build Solar 2027_Generation | Build Solar_Generation | B Build Solar_Generation | 336.1427 | 0 | System | Generator | Build Solar 2027 | Build Solar | Generation | 1 | GWh | 0 | 0 | 0 | 336.1427 | 335.181 | 332.7896 | 331.1257 | 329.4701 | 328.5275 | 326.1836 | 324.5527 | 322.9299 | 322.006 | 319.7087 | 318.1102 | 316.5196 | 315.6141 | 313.3623 | 311.7955 | 310.2365
Build Solar 2027_Capacity Factor | Build Solar_Capacity Factor | B Build Solar_Capacity Factor | 25.5816 | 0 | System | Generator | Build Solar 2027 | Build Solar | Capacity Factor | 1 | % | 0 | 0 | 0 | 25.5816 | 25.5666 | 25.5816 | 25.5816 | 25.5816 | 25.5666 | 25.5816 | 25.5816 | 25.5816 | 25.5666 | 25.5816 | 25.5816 | 25.5816 | 25.5666 | 25.5816 | 25.5816 | 25.5816
Build Solar 2027_FO&M Cost | Build Solar_FO&M Cost | B Build Solar_FO&M Cost | 36942.5547 | 0 | System | Generator | Build Solar 2027 | Build Solar | FO&M Cost | 1 | 0 | 0 | 0 | 0 | 36942.5547 | 35246.125 | 32744.793 | 31034.6641 | 29742.6348 | 28542.6855 | 27497.7266 | 26837.1914 | 26184.6426 | 25610.0293 | 24903.416 | 24274.6953 | 23653.877 | 23104.0703 | 22435.877 | 21838.6562 | 21249.2695
Build Solar 2027_Generation Cost | Build Solar_Generation Cost | B Build Solar_Generation Cost | 0 | 0 | System | Generator | Build Solar 2027 | Build Solar | Generation Cost | 1 | 0 | 0 | 0 | 0 | -13238.7988 | -13530.9473 | -13770.2705 | -14043.9551 | -14323.0781 | -14639.1533 | -14898.0781 | -15194.1777 | -15496.1621 | -15838.125 | 0 | 0 | 0 | 0 | 0 | 0 | 0
Build Solar 2027_Fixed Costs | Build Solar_Fixed Costs | B Build Solar_Fixed Costs | 36942.5547 | 0 | System | Generator | Build Solar 2027 | Build Solar | Fixed Costs | 1 | 0 | 0 | 0 | 0 | 36942.5547 | 35246.125 | 32744.793 | 31034.6641 | 29742.6348 | 28542.6855 | 27497.7266 | 26837.1914 | 26184.6426 | 25610.0293 | 24903.416 | 24274.6953 | 23653.877 | 23104.0703 | 22435.877 | 21838.6562 | 21249.2695
Build Solar 2027_Pool Revenue | Build Solar_Pool Revenue | B Build Solar_Pool Revenue | 10384.6055 | 0 | System | Generator | Build Solar 2027 | Build Solar | Pool Revenue | 1 | 0 | 0 | 0 | 0 | 8223.0908 | 8354.8838 | 8463.3174 | 8595.8613 | 7157.9697 | 7320.1382 | 7581.5161 | 7861.603 | 8133.9097 | 8406.5078 | 8671.8242 | 8952.668 | 9369.043 | 9687.7256 | 9899.6455 | 10173.0479 | 10384.6055
Build Solar 2027_Max Capacity | Build Solar_Max Capacity | B Build Solar_Max Capacity | 150 | 0 | System | Generator | Build Solar 2027 | Build Solar | Max Capacity | 1 | MW | 0 | 0 | 0 | 150 | 149.25 | 148.5038 | 147.7612 | 147.0224 | 146.2873 | 145.5559 | 144.8281 | 144.104 | 143.3834 | 142.6665 | 141.9532 | 141.2434 | 140.5372 | 139.8345 | 139.1353 | 138.4397
Build Solar 2027_Installed Capacity | Build Solar_Installed Capacity | B Build Solar_Installed Capacity | 150 | 0 | System | Generator | Build Solar 2027 | Build Solar | Installed Capacity | 1 | MW | 0 | 0 | 0 | 150 | 149.25 | 148.5038 | 147.7612 | 147.0224 | 146.2873 | 145.5559 | 144.8281 | 144.104 | 143.3834 | 142.6665 | 141.9532 | 141.2434 | 140.5372 | 139.8345 | 139.1353 | 138.4397
Build Solar 2027_Firm Capacity | Build Solar_Firm Capacity | B Build Solar_Firm Capacity | 100.5 | 0 | System | Generator | Build Solar 2027 | Build Solar | Firm Capacity | 1 | MW | 0 | 0 | 0 | 100.5 | 96 | 91.5 | 87 | 82.5 | 78 | 73.2 | 68.4 | 63.6 | 58.8 | 54 | 49.2 | 44.4 | 39.6 | 34.8 | 30 | 25.2
Build Solar 2027_Forced Outage Rate | Build Solar_Forced Outage Rate | B Build Solar_Forced Outage Rate | 0 | 0 | System | Generator | Build Solar 2027 | Build Solar | Forced Outage Rate | 1 | % | 0 | 0 | 0 | 0 | 0 | 0 | 0 | 0 | 0 | 0 | 0 | 0 | 0 | 0 | 0 | 0 | 0 | 0 | 0 | 0
Build Solar 2027_Outage Rate | Build Solar_Outage Rate | B Build Solar_Outage Rate | 0 | 0 | System | Generator | Build Solar 2027 | Build Solar | Outage Rate | 1 | % | 0 | 0 | 0 | 0 | 0 | 0 | 0 | 0 | 0 | 0 | 0 | 0 | 0 | 0 | 0 | 0 | 0 | 0 | 0 | 0
Build Solar 2027_Units Built | Build Solar_Units Built | B Build Solar_Units Built | 1 | 0 | System | Generator | Build Solar 2027 | Build Solar | Units Built | 1 | - | 0 | 0 | 0 | 1 | 0 | 0 | 0 | 0 | 0 | 0 | 0 | 0 | 0 | 0 | 0 | 0 | 0 | 0 | 0 | 0
Build Solar 2027_Units Retired | Build Solar_Units Retired | B Build Solar_Units Retired | 0 | 0 | System | Generator | Build Solar 2027 | Build Solar | Units Retired | 1 | - | 0 | 0 | 0 | 0 | 0 | 0 | 0 | 0 | 0 | 0 | 0 | 0 | 0 | 0 | 0 | 0 | 0 | 0 | 0 | 0
Build Solar 2027_Capacity Built | Build Solar_Capacity Built | B Build Solar_Capacity Built | 150 | 0 | System | Generator | Build Solar 2027 | Build Solar | Capacity Built | 1 | MW | 0 | 0 | 0 | 150 | 0 | 0 | 0 | 0 | 0 | 0 | 0 | 0 | 0 | 0 | 0 | 0 | 0 | 0 | 0 | 0
Build Solar 2028_Units | Build Solar_Units | B Build Solar_Units | 0 | 0 | System | Generator | Build Solar 2028 | Build Solar | Units | 1 | - | 0 | 0 | 0 | 0 | 0 | 0 | 0 | 0 | 0 | 0 | 0 | 0 | 0 | 0 | 0 | 0 | 0 | 0 | 0 | 0
Build Solar 2028_Generation | Build Solar_Generation | B Build Solar_Generation | 0 | 0 | System | Generator | Build Solar 2028 | Build Solar | Generation | 1 | GWh | 0 | 0 | 0 | 0 | 0 | 0 | 0 | 0 | 0 | 0 | 0 | 0 | 0 | 0 | 0 | 0 | 0 | 0 | 0 | 0
Build Solar 2028_Capacity Factor | Build Solar_Capacity Factor | B Build Solar_Capacity Factor | 0 | 0 | System | Generator | Build Solar 2028 | Build Solar | Capacity Factor | 1 | % | 0 | 0 | 0 | 0 | 0 | 0 | 0 | 0 | 0 | 0 | 0 | 0 | 0 | 0 | 0 | 0 | 0 | 0 | 0 | 0
Build Solar 2028_FO&M Cost | Build Solar_FO&M Cost | B Build Solar_FO&M Cost | 0 | 0 | System | Generator | Build Solar 2028 | Build Solar | FO&M Cost | 1 | 0 | 0 | 0 | 0 | 0 | 0 | 0 | 0 | 0 | 0 | 0 | 0 | 0 | 0 | 0 | 0 | 0 | 0 | 0 | 0 | 0
Build Solar 2028_Generation Cost | Build Solar_Generation Cost | B Build Solar_Generation Cost | 0 | 0 | System | Generator | Build Solar 2028 | Build Solar | Generation Cost | 1 | 0 | 0 | 0 | 0 | 0 | 0 | 0 | 0 | 0 | 0 | 0 | 0 | 0 | 0 | 0 | 0 | 0 | 0 | 0 | 0 | 0
Build Solar 2028_Fixed Costs | Build Solar_Fixed Costs | B Build Solar_Fixed Costs | 0 | 0 | System | Generator | Build Solar 2028 | Build Solar | Fixed Costs | 1 | 0 | 0 | 0 | 0 | 0 | 0 | 0 | 0 | 0 | 0 | 0 | 0 | 0 | 0 | 0 | 0 | 0 | 0 | 0 | 0 | 0
Build Solar 2028_Pool Revenue | Build Solar_Pool Revenue | B Build Solar_Pool Revenue | 0 | 0 | System | Generator | Build Solar 2028 | Build Solar | Pool Revenue | 1 | 0 | 0 | 0 | 0 | 0 | 0 | 0 | 0 | 0 | 0 | 0 | 0 | 0 | 0 | 0 | 0 | 0 | 0 | 0 | 0 | 0
Build Solar 2028_Max Capacity | Build Solar_Max Capacity | B Build Solar_Max Capacity | 150 | 0 | System | Generator | Build Solar 2028 | Build Solar | Max Capacity | 1 | MW | 0 | 0 | 0 | 0 | 150 | 149.25 | 148.5038 | 147.7612 | 147.0224 | 146.2873 | 145.5559 | 144.8281 | 144.104 | 143.3834 | 142.6665 | 141.9532 | 141.2434 | 140.5372 | 139.8345 | 139.1353
Build Solar 2028_Installed Capacity | Build Solar_Installed Capacity | B Build Solar_Installed Capacity | 0 | 0 | System | Generator | Build Solar 2028 | Build Solar | Installed Capacity | 1 | MW | 0 | 0 | 0 | 0 | 0 | 0 | 0 | 0 | 0 | 0 | 0 | 0 | 0 | 0 | 0 | 0 | 0 | 0 | 0 | 0
Build Solar 2028_Firm Capacity | Build Solar_Firm Capacity | B Build Solar_Firm Capacity | 0 | 0 | System | Generator | Build Solar 2028 | Build Solar | Firm Capacity | 1 | MW | 0 | 0 | 0 | 0 | 0 | 0 | 0 | 0 | 0 | 0 | 0 | 0 | 0 | 0 | 0 | 0 | 0 | 0 | 0 | 0
Build Solar 2028_Forced Outage Rate | Build Solar_Forced Outage Rate | B Build Solar_Forced Outage Rate | 0 | 0 | System | Generator | Build Solar 2028 | Build Solar | Forced Outage Rate | 1 | % | 0 | 0 | 0 | 0 | 0 | 0 | 0 | 0 | 0 | 0 | 0 | 0 | 0 | 0 | 0 | 0 | 0 | 0 | 0 | 0
Build Solar 2028_Outage Rate | Build Solar_Outage Rate | B Build Solar_Outage Rate | 0 | 0 | System | Generator | Build Solar 2028 | Build Solar | Outage Rate | 1 | % | 0 | 0 | 0 | 0 | 0 | 0 | 0 | 0 | 0 | 0 | 0 | 0 | 0 | 0 | 0 | 0 | 0 | 0 | 0 | 0
Build Solar 2028_Units Built | Build Solar_Units Built | B Build Solar_Units Built | 0 | 0 | System | Generator | Build Solar 2028 | Build Solar | Units Built | 1 | - | 0 | 0 | 0 | 0 | 0 | 0 | 0 | 0 | 0 | 0 | 0 | 0 | 0 | 0 | 0 | 0 | 0 | 0 | 0 | 0
Build Solar 2028_Units Retired | Build Solar_Units Retired | B Build Solar_Units Retired | 0 | 0 | System | Generator | Build Solar 2028 | Build Solar | Units Retired | 1 | - | 0 | 0 | 0 | 0 | 0 | 0 | 0 | 0 | 0 | 0 | 0 | 0 | 0 | 0 | 0 | 0 | 0 | 0 | 0 | 0
Build Solar 2028_Capacity Built | Build Solar_Capacity Built | B Build Solar_Capacity Built | 0 | 0 | System | Generator | Build Solar 2028 | Build Solar | Capacity Built | 1 | MW | 0 | 0 | 0 | 0 | 0 | 0 | 0 | 0 | 0 | 0 | 0 | 0 | 0 | 0 | 0 | 0 | 0 | 0 | 0 | 0
Build Solar 2029_Units | Build Solar_Units | B Build Solar_Units | 0 | 0 | System | Generator | Build Solar 2029 | Build Solar | Units | 1 | - | 0 | 0 | 0 | 0 | 0 | 0 | 0 | 0 | 0 | 0 | 0 | 0 | 0 | 0 | 0 | 0 | 0 | 0 | 0 | 0
Build Solar 2029_Generation | Build Solar_Generation | B Build Solar_Generation | 0 | 0 | System | Generator | Build Solar 2029 | Build Solar | Generation | 1 | GWh | 0 | 0 | 0 | 0 | 0 | 0 | 0 | 0 | 0 | 0 | 0 | 0 | 0 | 0 | 0 | 0 | 0 | 0 | 0 | 0
Build Solar 2029_Capacity Factor | Build Solar_Capacity Factor | B Build Solar_Capacity Factor | 0 | 0 | System | Generator | Build Solar 2029 | Build Solar | Capacity Factor | 1 | % | 0 | 0 | 0 | 0 | 0 | 0 | 0 | 0 | 0 | 0 | 0 | 0 | 0 | 0 | 0 | 0 | 0 | 0 | 0 | 0
Build Solar 2029_FO&M Cost | Build Solar_FO&M Cost | B Build Solar_FO&M Cost | 0 | 0 | System | Generator | Build Solar 2029 | Build Solar | FO&M Cost | 1 | 0 | 0 | 0 | 0 | 0 | 0 | 0 | 0 | 0 | 0 | 0 | 0 | 0 | 0 | 0 | 0 | 0 | 0 | 0 | 0 | 0
Build Solar 2029_Generation Cost | Build Solar_Generation Cost | B Build Solar_Generation Cost | 0 | 0 | System | Generator | Build Solar 2029 | Build Solar | Generation Cost | 1 | 0 | 0 | 0 | 0 | 0 | 0 | 0 | 0 | 0 | 0 | 0 | 0 | 0 | 0 | 0 | 0 | 0 | 0 | 0 | 0 | 0
Build Solar 2029_Fixed Costs | Build Solar_Fixed Costs | B Build Solar_Fixed Costs | 0 | 0 | System | Generator | Build Solar 2029 | Build Solar | Fixed Costs | 1 | 0 | 0 | 0 | 0 | 0 | 0 | 0 | 0 | 0 | 0 | 0 | 0 | 0 | 0 | 0 | 0 | 0 | 0 | 0 | 0 | 0
Build Solar 2029_Pool Revenue | Build Solar_Pool Revenue | B Build Solar_Pool Revenue | 0 | 0 | System | Generator | Build Solar 2029 | Build Solar | Pool Revenue | 1 | 0 | 0 | 0 | 0 | 0 | 0 | 0 | 0 | 0 | 0 | 0 | 0 | 0 | 0 | 0 | 0 | 0 | 0 | 0 | 0 | 0
Build Solar 2029_Max Capacity | Build Solar_Max Capacity | B Build Solar_Max Capacity | 150 | 0 | System | Generator | Build Solar 2029 | Build Solar | Max Capacity | 1 | MW | 0 | 0 | 0 | 0 | 0 | 150 | 149.25 | 148.5038 | 147.7612 | 147.0224 | 146.2873 | 145.5559 | 144.8281 | 144.104 | 143.3834 | 142.6665 | 141.9532 | 141.2434 | 140.5372 | 139.8345
Build Solar 2029_Installed Capacity | Build Solar_Installed Capacity | B Build Solar_Installed Capacity | 0 | 0 | System | Generator | Build Solar 2029 | Build Solar | Installed Capacity | 1 | MW | 0 | 0 | 0 | 0 | 0 | 0 | 0 | 0 | 0 | 0 | 0 | 0 | 0 | 0 | 0 | 0 | 0 | 0 | 0 | 0
Build Solar 2029_Firm Capacity | Build Solar_Firm Capacity | B Build Solar_Firm Capacity | 0 | 0 | System | Generator | Build Solar 2029 | Build Solar | Firm Capacity | 1 | MW | 0 | 0 | 0 | 0 | 0 | 0 | 0 | 0 | 0 | 0 | 0 | 0 | 0 | 0 | 0 | 0 | 0 | 0 | 0 | 0
Build Solar 2029_Forced Outage Rate | Build Solar_Forced Outage Rate | B Build Solar_Forced Outage Rate | 0 | 0 | System | Generator | Build Solar 2029 | Build Solar | Forced Outage Rate | 1 | % | 0 | 0 | 0 | 0 | 0 | 0 | 0 | 0 | 0 | 0 | 0 | 0 | 0 | 0 | 0 | 0 | 0 | 0 | 0 | 0
Build Solar 2029_Outage Rate | Build Solar_Outage Rate | B Build Solar_Outage Rate | 0 | 0 | System | Generator | Build Solar 2029 | Build Solar | Outage Rate | 1 | % | 0 | 0 | 0 | 0 | 0 | 0 | 0 | 0 | 0 | 0 | 0 | 0 | 0 | 0 | 0 | 0 | 0 | 0 | 0 | 0
Build Solar 2029_Units Built | Build Solar_Units Built | B Build Solar_Units Built | 0 | 0 | System | Generator | Build Solar 2029 | Build Solar | Units Built | 1 | - | 0 | 0 | 0 | 0 | 0 | 0 | 0 | 0 | 0 | 0 | 0 | 0 | 0 | 0 | 0 | 0 | 0 | 0 | 0 | 0
Build Solar 2029_Units Retired | Build Solar_Units Retired | B Build Solar_Units Retired | 0 | 0 | System | Generator | Build Solar 2029 | Build Solar | Units Retired | 1 | - | 0 | 0 | 0 | 0 | 0 | 0 | 0 | 0 | 0 | 0 | 0 | 0 | 0 | 0 | 0 | 0 | 0 | 0 | 0 | 0
Build Solar 2029_Capacity Built | Build Solar_Capacity Built | B Build Solar_Capacity Built | 0 | 0 | System | Generator | Build Solar 2029 | Build Solar | Capacity Built | 1 | MW | 0 | 0 | 0 | 0 | 0 | 0 | 0 | 0 | 0 | 0 | 0 | 0 | 0 | 0 | 0 | 0 | 0 | 0 | 0 | 0
Build Solar 2030_Units | Build Solar_Units | B Build Solar_Units | 0 | 0 | System | Generator | Build Solar 2030 | Build Solar | Units | 1 | - | 0 | 0 | 0 | 0 | 0 | 0 | 0 | 0 | 0 | 0 | 0 | 0 | 0 | 0 | 0 | 0 | 0 | 0 | 0 | 0
Build Solar 2030_Generation | Build Solar_Generation | B Build Solar_Generation | 0 | 0 | System | Generator | Build Solar 2030 | Build Solar | Generation | 1 | GWh | 0 | 0 | 0 | 0 | 0 | 0 | 0 | 0 | 0 | 0 | 0 | 0 | 0 | 0 | 0 | 0 | 0 | 0 | 0 | 0
Build Solar 2030_Capacity Factor | Build Solar_Capacity Factor | B Build Solar_Capacity Factor | 0 | 0 | System | Generator | Build Solar 2030 | Build Solar | Capacity Factor | 1 | % | 0 | 0 | 0 | 0 | 0 | 0 | 0 | 0 | 0 | 0 | 0 | 0 | 0 | 0 | 0 | 0 | 0 | 0 | 0 | 0
Build Solar 2030_FO&M Cost | Build Solar_FO&M Cost | B Build Solar_FO&M Cost | 0 | 0 | System | Generator | Build Solar 2030 | Build Solar | FO&M Cost | 1 | 0 | 0 | 0 | 0 | 0 | 0 | 0 | 0 | 0 | 0 | 0 | 0 | 0 | 0 | 0 | 0 | 0 | 0 | 0 | 0 | 0
Build Solar 2030_Generation Cost | Build Solar_Generation Cost | B Build Solar_Generation Cost | 0 | 0 | System | Generator | Build Solar 2030 | Build Solar | Generation Cost | 1 | 0 | 0 | 0 | 0 | 0 | 0 | 0 | 0 | 0 | 0 | 0 | 0 | 0 | 0 | 0 | 0 | 0 | 0 | 0 | 0 | 0
Build Solar 2030_Fixed Costs | Build Solar_Fixed Costs | B Build Solar_Fixed Costs | 0 | 0 | System | Generator | Build Solar 2030 | Build Solar | Fixed Costs | 1 | 0 | 0 | 0 | 0 | 0 | 0 | 0 | 0 | 0 | 0 | 0 | 0 | 0 | 0 | 0 | 0 | 0 | 0 | 0 | 0 | 0
Build Solar 2030_Pool Revenue | Build Solar_Pool Revenue | B Build Solar_Pool Revenue | 0 | 0 | System | Generator | Build Solar 2030 | Build Solar | Pool Revenue | 1 | 0 | 0 | 0 | 0 | 0 | 0 | 0 | 0 | 0 | 0 | 0 | 0 | 0 | 0 | 0 | 0 | 0 | 0 | 0 | 0 | 0
Build Solar 2030_Max Capacity | Build Solar_Max Capacity | B Build Solar_Max Capacity | 150 | 0 | System | Generator | Build Solar 2030 | Build Solar | Max Capacity | 1 | MW | 0 | 0 | 0 | 0 | 0 | 0 | 150 | 149.25 | 148.5038 | 147.7612 | 147.0224 | 146.2873 | 145.5559 | 144.8281 | 144.104 | 143.3834 | 142.6665 | 141.9532 | 141.2434 | 140.5372
Build Solar 2030_Installed Capacity | Build Solar_Installed Capacity | B Build Solar_Installed Capacity | 0 | 0 | System | Generator | Build Solar 2030 | Build Solar | Installed Capacity | 1 | MW | 0 | 0 | 0 | 0 | 0 | 0 | 0 | 0 | 0 | 0 | 0 | 0 | 0 | 0 | 0 | 0 | 0 | 0 | 0 | 0
Build Solar 2030_Firm Capacity | Build Solar_Firm Capacity | B Build Solar_Firm Capacity | 0 | 0 | System | Generator | Build Solar 2030 | Build Solar | Firm Capacity | 1 | MW | 0 | 0 | 0 | 0 | 0 | 0 | 0 | 0 | 0 | 0 | 0 | 0 | 0 | 0 | 0 | 0 | 0 | 0 | 0 | 0
Build Solar 2030_Forced Outage Rate | Build Solar_Forced Outage Rate | B Build Solar_Forced Outage Rate | 0 | 0 | System | Generator | Build Solar 2030 | Build Solar | Forced Outage Rate | 1 | % | 0 | 0 | 0 | 0 | 0 | 0 | 0 | 0 | 0 | 0 | 0 | 0 | 0 | 0 | 0 | 0 | 0 | 0 | 0 | 0
Build Solar 2030_Outage Rate | Build Solar_Outage Rate | B Build Solar_Outage Rate | 0 | 0 | System | Generator | Build Solar 2030 | Build Solar | Outage Rate | 1 | % | 0 | 0 | 0 | 0 | 0 | 0 | 0 | 0 | 0 | 0 | 0 | 0 | 0 | 0 | 0 | 0 | 0 | 0 | 0 | 0
Build Solar 2030_Units Built | Build Solar_Units Built | B Build Solar_Units Built | 0 | 0 | System | Generator | Build Solar 2030 | Build Solar | Units Built | 1 | - | 0 | 0 | 0 | 0 | 0 | 0 | 0 | 0 | 0 | 0 | 0 | 0 | 0 | 0 | 0 | 0 | 0 | 0 | 0 | 0
Build Solar 2030_Units Retired | Build Solar_Units Retired | B Build Solar_Units Retired | 0 | 0 | System | Generator | Build Solar 2030 | Build Solar | Units Retired | 1 | - | 0 | 0 | 0 | 0 | 0 | 0 | 0 | 0 | 0 | 0 | 0 | 0 | 0 | 0 | 0 | 0 | 0 | 0 | 0 | 0
Build Solar 2030_Capacity Built | Build Solar_Capacity Built | B Build Solar_Capacity Built | 0 | 0 | System | Generator | Build Solar 2030 | Build Solar | Capacity Built | 1 | MW | 0 | 0 | 0 | 0 | 0 | 0 | 0 | 0 | 0 | 0 | 0 | 0 | 0 | 0 | 0 | 0 | 0 | 0 | 0 | 0
Build Solar 2031_Units | Build Solar_Units | B Build Solar_Units | 0 | 0 | System | Generator | Build Solar 2031 | Build Solar | Units | 1 | - | 0 | 0 | 0 | 0 | 0 | 0 | 0 | 0 | 0 | 0 | 0 | 0 | 0 | 0 | 0 | 0 | 0 | 0 | 0 | 0
Build Solar 2031_Generation | Build Solar_Generation | B Build Solar_Generation | 0 | 0 | System | Generator | Build Solar 2031 | Build Solar | Generation | 1 | GWh | 0 | 0 | 0 | 0 | 0 | 0 | 0 | 0 | 0 | 0 | 0 | 0 | 0 | 0 | 0 | 0 | 0 | 0 | 0 | 0
Build Solar 2031_Capacity Factor | Build Solar_Capacity Factor | B Build Solar_Capacity Factor | 0 | 0 | System | Generator | Build Solar 2031 | Build Solar | Capacity Factor | 1 | % | 0 | 0 | 0 | 0 | 0 | 0 | 0 | 0 | 0 | 0 | 0 | 0 | 0 | 0 | 0 | 0 | 0 | 0 | 0 | 0
Build Solar 2031_FO&M Cost | Build Solar_FO&M Cost | B Build Solar_FO&M Cost | 0 | 0 | System | Generator | Build Solar 2031 | Build Solar | FO&M Cost | 1 | 0 | 0 | 0 | 0 | 0 | 0 | 0 | 0 | 0 | 0 | 0 | 0 | 0 | 0 | 0 | 0 | 0 | 0 | 0 | 0 | 0
Build Solar 2031_Generation Cost | Build Solar_Generation Cost | B Build Solar_Generation Cost | 0 | 0 | System | Generator | Build Solar 2031 | Build Solar | Generation Cost | 1 | 0 | 0 | 0 | 0 | 0 | 0 | 0 | 0 | 0 | 0 | 0 | 0 | 0 | 0 | 0 | 0 | 0 | 0 | 0 | 0 | 0
Build Solar 2031_Fixed Costs | Build Solar_Fixed Costs | B Build Solar_Fixed Costs | 0 | 0 | System | Generator | Build Solar 2031 | Build Solar | Fixed Costs | 1 | 0 | 0 | 0 | 0 | 0 | 0 | 0 | 0 | 0 | 0 | 0 | 0 | 0 | 0 | 0 | 0 | 0 | 0 | 0 | 0 | 0
Build Solar 2031_Pool Revenue | Build Solar_Pool Revenue | B Build Solar_Pool Revenue | 0 | 0 | System | Generator | Build Solar 2031 | Build Solar | Pool Revenue | 1 | 0 | 0 | 0 | 0 | 0 | 0 | 0 | 0 | 0 | 0 | 0 | 0 | 0 | 0 | 0 | 0 | 0 | 0 | 0 | 0 | 0
Build Solar 2031_Max Capacity | Build Solar_Max Capacity | B Build Solar_Max Capacity | 150 | 0 | System | Generator | Build Solar 2031 | Build Solar | Max Capacity | 1 | MW | 0 | 0 | 0 | 0 | 0 | 0 | 0 | 150 | 149.25 | 148.5038 | 147.7612 | 147.0224 | 146.2873 | 145.5559 | 144.8281 | 144.104 | 143.3834 | 142.6665 | 141.9532 | 141.2434
Build Solar 2031_Installed Capacity | Build Solar_Installed Capacity | B Build Solar_Installed Capacity | 0 | 0 | System | Generator | Build Solar 2031 | Build Solar | Installed Capacity | 1 | MW | 0 | 0 | 0 | 0 | 0 | 0 | 0 | 0 | 0 | 0 | 0 | 0 | 0 | 0 | 0 | 0 | 0 | 0 | 0 | 0
Build Solar 2031_Firm Capacity | Build Solar_Firm Capacity | B Build Solar_Firm Capacity | 0 | 0 | System | Generator | Build Solar 2031 | Build Solar | Firm Capacity | 1 | MW | 0 | 0 | 0 | 0 | 0 | 0 | 0 | 0 | 0 | 0 | 0 | 0 | 0 | 0 | 0 | 0 | 0 | 0 | 0 | 0
Build Solar 2031_Forced Outage Rate | Build Solar_Forced Outage Rate | B Build Solar_Forced Outage Rate | 0 | 0 | System | Generator | Build Solar 2031 | Build Solar | Forced Outage Rate | 1 | % | 0 | 0 | 0 | 0 | 0 | 0 | 0 | 0 | 0 | 0 | 0 | 0 | 0 | 0 | 0 | 0 | 0 | 0 | 0 | 0
Build Solar 2031_Outage Rate | Build Solar_Outage Rate | B Build Solar_Outage Rate | 0 | 0 | System | Generator | Build Solar 2031 | Build Solar | Outage Rate | 1 | % | 0 | 0 | 0 | 0 | 0 | 0 | 0 | 0 | 0 | 0 | 0 | 0 | 0 | 0 | 0 | 0 | 0 | 0 | 0 | 0
Build Solar 2031_Units Built | Build Solar_Units Built | B Build Solar_Units Built | 0 | 0 | System | Generator | Build Solar 2031 | Build Solar | Units Built | 1 | - | 0 | 0 | 0 | 0 | 0 | 0 | 0 | 0 | 0 | 0 | 0 | 0 | 0 | 0 | 0 | 0 | 0 | 0 | 0 | 0
Build Solar 2031_Units Retired | Build Solar_Units Retired | B Build Solar_Units Retired | 0 | 0 | System | Generator | Build Solar 2031 | Build Solar | Units Retired | 1 | - | 0 | 0 | 0 | 0 | 0 | 0 | 0 | 0 | 0 | 0 | 0 | 0 | 0 | 0 | 0 | 0 | 0 | 0 | 0 | 0
Build Solar 2031_Capacity Built | Build Solar_Capacity Built | B Build Solar_Capacity Built | 0 | 0 | System | Generator | Build Solar 2031 | Build Solar | Capacity Built | 1 | MW | 0 | 0 | 0 | 0 | 0 | 0 | 0 | 0 | 0 | 0 | 0 | 0 | 0 | 0 | 0 | 0 | 0 | 0 | 0 | 0
Build Solar 2032_Units | Build Solar_Units | B Build Solar_Units | 0 | 0 | System | Generator | Build Solar 2032 | Build Solar | Units | 1 | - | 0 | 0 | 0 | 0 | 0 | 0 | 0 | 0 | 0 | 0 | 0 | 0 | 0 | 0 | 0 | 0 | 0 | 0 | 0 | 0
Build Solar 2032_Generation | Build Solar_Generation | B Build Solar_Generation | 0 | 0 | System | Generator | Build Solar 2032 | Build Solar | Generation | 1 | GWh | 0 | 0 | 0 | 0 | 0 | 0 | 0 | 0 | 0 | 0 | 0 | 0 | 0 | 0 | 0 | 0 | 0 | 0 | 0 | 0
Build Solar 2032_Capacity Factor | Build Solar_Capacity Factor | B Build Solar_Capacity Factor | 0 | 0 | System | Generator | Build Solar 2032 | Build Solar | Capacity Factor | 1 | % | 0 | 0 | 0 | 0 | 0 | 0 | 0 | 0 | 0 | 0 | 0 | 0 | 0 | 0 | 0 | 0 | 0 | 0 | 0 | 0
Build Solar 2032_FO&M Cost | Build Solar_FO&M Cost | B Build Solar_FO&M Cost | 0 | 0 | System | Generator | Build Solar 2032 | Build Solar | FO&M Cost | 1 | 0 | 0 | 0 | 0 | 0 | 0 | 0 | 0 | 0 | 0 | 0 | 0 | 0 | 0 | 0 | 0 | 0 | 0 | 0 | 0 | 0
Build Solar 2032_Generation Cost | Build Solar_Generation Cost | B Build Solar_Generation Cost | 0 | 0 | System | Generator | Build Solar 2032 | Build Solar | Generation Cost | 1 | 0 | 0 | 0 | 0 | 0 | 0 | 0 | 0 | 0 | 0 | 0 | 0 | 0 | 0 | 0 | 0 | 0 | 0 | 0 | 0 | 0
Build Solar 2032_Fixed Costs | Build Solar_Fixed Costs | B Build Solar_Fixed Costs | 0 | 0 | System | Generator | Build Solar 2032 | Build Solar | Fixed Costs | 1 | 0 | 0 | 0 | 0 | 0 | 0 | 0 | 0 | 0 | 0 | 0 | 0 | 0 | 0 | 0 | 0 | 0 | 0 | 0 | 0 | 0
Build Solar 2032_Pool Revenue | Build Solar_Pool Revenue | B Build Solar_Pool Revenue | 0 | 0 | System | Generator | Build Solar 2032 | Build Solar | Pool Revenue | 1 | 0 | 0 | 0 | 0 | 0 | 0 | 0 | 0 | 0 | 0 | 0 | 0 | 0 | 0 | 0 | 0 | 0 | 0 | 0 | 0 | 0
Build Solar 2032_Max Capacity | Build Solar_Max Capacity | B Build Solar_Max Capacity | 150 | 0 | System | Generator | Build Solar 2032 | Build Solar | Max Capacity | 1 | MW | 0 | 0 | 0 | 0 | 0 | 0 | 0 | 0 | 150 | 149.25 | 148.5038 | 147.7612 | 147.0224 | 146.2873 | 145.5559 | 144.8281 | 144.104 | 143.3834 | 142.6665 | 141.9532
Build Solar 2032_Installed Capacity | Build Solar_Installed Capacity | B Build Solar_Installed Capacity | 0 | 0 | System | Generator | Build Solar 2032 | Build Solar | Installed Capacity | 1 | MW | 0 | 0 | 0 | 0 | 0 | 0 | 0 | 0 | 0 | 0 | 0 | 0 | 0 | 0 | 0 | 0 | 0 | 0 | 0 | 0
Build Solar 2032_Firm Capacity | Build Solar_Firm Capacity | B Build Solar_Firm Capacity | 0 | 0 | System | Generator | Build Solar 2032 | Build Solar | Firm Capacity | 1 | MW | 0 | 0 | 0 | 0 | 0 | 0 | 0 | 0 | 0 | 0 | 0 | 0 | 0 | 0 | 0 | 0 | 0 | 0 | 0 | 0
Build Solar 2032_Forced Outage Rate | Build Solar_Forced Outage Rate | B Build Solar_Forced Outage Rate | 0 | 0 | System | Generator | Build Solar 2032 | Build Solar | Forced Outage Rate | 1 | % | 0 | 0 | 0 | 0 | 0 | 0 | 0 | 0 | 0 | 0 | 0 | 0 | 0 | 0 | 0 | 0 | 0 | 0 | 0 | 0
Build Solar 2032_Outage Rate | Build Solar_Outage Rate | B Build Solar_Outage Rate | 0 | 0 | System | Generator | Build Solar 2032 | Build Solar | Outage Rate | 1 | % | 0 | 0 | 0 | 0 | 0 | 0 | 0 | 0 | 0 | 0 | 0 | 0 | 0 | 0 | 0 | 0 | 0 | 0 | 0 | 0
Build Solar 2032_Units Built | Build Solar_Units Built | B Build Solar_Units Built | 0 | 0 | System | Generator | Build Solar 2032 | Build Solar | Units Built | 1 | - | 0 | 0 | 0 | 0 | 0 | 0 | 0 | 0 | 0 | 0 | 0 | 0 | 0 | 0 | 0 | 0 | 0 | 0 | 0 | 0
Build Solar 2032_Units Retired | Build Solar_Units Retired | B Build Solar_Units Retired | 0 | 0 | System | Generator | Build Solar 2032 | Build Solar | Units Retired | 1 | - | 0 | 0 | 0 | 0 | 0 | 0 | 0 | 0 | 0 | 0 | 0 | 0 | 0 | 0 | 0 | 0 | 0 | 0 | 0 | 0
Build Solar 2032_Capacity Built | Build Solar_Capacity Built | B Build Solar_Capacity Built | 0 | 0 | System | Generator | Build Solar 2032 | Build Solar | Capacity Built | 1 | MW | 0 | 0 | 0 | 0 | 0 | 0 | 0 | 0 | 0 | 0 | 0 | 0 | 0 | 0 | 0 | 0 | 0 | 0 | 0 | 0
Build Solar 2033_Units | Build Solar_Units | B Build Solar_Units | 0 | 0 | System | Generator | Build Solar 2033 | Build Solar | Units | 1 | - | 0 | 0 | 0 | 0 | 0 | 0 | 0 | 0 | 0 | 0 | 0 | 0 | 0 | 0 | 0 | 0 | 0 | 0 | 0 | 0
Build Solar 2033_Generation | Build Solar_Generation | B Build Solar_Generation | 0 | 0 | System | Generator | Build Solar 2033 | Build Solar | Generation | 1 | GWh | 0 | 0 | 0 | 0 | 0 | 0 | 0 | 0 | 0 | 0 | 0 | 0 | 0 | 0 | 0 | 0 | 0 | 0 | 0 | 0
Build Solar 2033_Capacity Factor | Build Solar_Capacity Factor | B Build Solar_Capacity Factor | 0 | 0 | System | Generator | Build Solar 2033 | Build Solar | Capacity Factor | 1 | % | 0 | 0 | 0 | 0 | 0 | 0 | 0 | 0 | 0 | 0 | 0 | 0 | 0 | 0 | 0 | 0 | 0 | 0 | 0 | 0
Build Solar 2033_FO&M Cost | Build Solar_FO&M Cost | B Build Solar_FO&M Cost | 0 | 0 | System | Generator | Build Solar 2033 | Build Solar | FO&M Cost | 1 | 0 | 0 | 0 | 0 | 0 | 0 | 0 | 0 | 0 | 0 | 0 | 0 | 0 | 0 | 0 | 0 | 0 | 0 | 0 | 0 | 0
Build Solar 2033_Generation Cost | Build Solar_Generation Cost | B Build Solar_Generation Cost | 0 | 0 | System | Generator | Build Solar 2033 | Build Solar | Generation Cost | 1 | 0 | 0 | 0 | 0 | 0 | 0 | 0 | 0 | 0 | 0 | 0 | 0 | 0 | 0 | 0 | 0 | 0 | 0 | 0 | 0 | 0
Build Solar 2033_Fixed Costs | Build Solar_Fixed Costs | B Build Solar_Fixed Costs | 0 | 0 | System | Generator | Build Solar 2033 | Build Solar | Fixed Costs | 1 | 0 | 0 | 0 | 0 | 0 | 0 | 0 | 0 | 0 | 0 | 0 | 0 | 0 | 0 | 0 | 0 | 0 | 0 | 0 | 0 | 0
Build Solar 2033_Pool Revenue | Build Solar_Pool Revenue | B Build Solar_Pool Revenue | 0 | 0 | System | Generator | Build Solar 2033 | Build Solar | Pool Revenue | 1 | 0 | 0 | 0 | 0 | 0 | 0 | 0 | 0 | 0 | 0 | 0 | 0 | 0 | 0 | 0 | 0 | 0 | 0 | 0 | 0 | 0
Build Solar 2033_Max Capacity | Build Solar_Max Capacity | B Build Solar_Max Capacity | 150 | 0 | System | Generator | Build Solar 2033 | Build Solar | Max Capacity | 1 | MW | 0 | 0 | 0 | 0 | 0 | 0 | 0 | 0 | 0 | 150 | 149.25 | 148.5038 | 147.7612 | 147.0224 | 146.2873 | 145.5559 | 144.8281 | 144.104 | 143.3834 | 142.6665
Build Solar 2033_Installed Capacity | Build Solar_Installed Capacity | B Build Solar_Installed Capacity | 0 | 0 | System | Generator | Build Solar 2033 | Build Solar | Installed Capacity | 1 | MW | 0 | 0 | 0 | 0 | 0 | 0 | 0 | 0 | 0 | 0 | 0 | 0 | 0 | 0 | 0 | 0 | 0 | 0 | 0 | 0
Build Solar 2033_Firm Capacity | Build Solar_Firm Capacity | B Build Solar_Firm Capacity | 0 | 0 | System | Generator | Build Solar 2033 | Build Solar | Firm Capacity | 1 | MW | 0 | 0 | 0 | 0 | 0 | 0 | 0 | 0 | 0 | 0 | 0 | 0 | 0 | 0 | 0 | 0 | 0 | 0 | 0 | 0
Build Solar 2033_Forced Outage Rate | Build Solar_Forced Outage Rate | B Build Solar_Forced Outage Rate | 0 | 0 | System | Generator | Build Solar 2033 | Build Solar | Forced Outage Rate | 1 | % | 0 | 0 | 0 | 0 | 0 | 0 | 0 | 0 | 0 | 0 | 0 | 0 | 0 | 0 | 0 | 0 | 0 | 0 | 0 | 0
Build Solar 2033_Outage Rate | Build Solar_Outage Rate | B Build Solar_Outage Rate | 0 | 0 | System | Generator | Build Solar 2033 | Build Solar | Outage Rate | 1 | % | 0 | 0 | 0 | 0 | 0 | 0 | 0 | 0 | 0 | 0 | 0 | 0 | 0 | 0 | 0 | 0 | 0 | 0 | 0 | 0
Build Solar 2033_Units Built | Build Solar_Units Built | B Build Solar_Units Built | 0 | 0 | System | Generator | Build Solar 2033 | Build Solar | Units Built | 1 | - | 0 | 0 | 0 | 0 | 0 | 0 | 0 | 0 | 0 | 0 | 0 | 0 | 0 | 0 | 0 | 0 | 0 | 0 | 0 | 0
Build Solar 2033_Units Retired | Build Solar_Units Retired | B Build Solar_Units Retired | 0 | 0 | System | Generator | Build Solar 2033 | Build Solar | Units Retired | 1 | - | 0 | 0 | 0 | 0 | 0 | 0 | 0 | 0 | 0 | 0 | 0 | 0 | 0 | 0 | 0 | 0 | 0 | 0 | 0 | 0
Build Solar 2033_Capacity Built | Build Solar_Capacity Built | B Build Solar_Capacity Built | 0 | 0 | System | Generator | Build Solar 2033 | Build Solar | Capacity Built | 1 | MW | 0 | 0 | 0 | 0 | 0 | 0 | 0 | 0 | 0 | 0 | 0 | 0 | 0 | 0 | 0 | 0 | 0 | 0 | 0 | 0
Build Solar 2034_Units | Build Solar_Units | B Build Solar_Units | 0 | 0 | System | Generator | Build Solar 2034 | Build Solar | Units | 1 | - | 0 | 0 | 0 | 0 | 0 | 0 | 0 | 0 | 0 | 0 | 0 | 0 | 0 | 0 | 0 | 0 | 0 | 0 | 0 | 0
Build Solar 2034_Generation | Build Solar_Generation | B Build Solar_Generation | 0 | 0 | System | Generator | Build Solar 2034 | Build Solar | Generation | 1 | GWh | 0 | 0 | 0 | 0 | 0 | 0 | 0 | 0 | 0 | 0 | 0 | 0 | 0 | 0 | 0 | 0 | 0 | 0 | 0 | 0
Build Solar 2034_Capacity Factor | Build Solar_Capacity Factor | B Build Solar_Capacity Factor | 0 | 0 | System | Generator | Build Solar 2034 | Build Solar | Capacity Factor | 1 | % | 0 | 0 | 0 | 0 | 0 | 0 | 0 | 0 | 0 | 0 | 0 | 0 | 0 | 0 | 0 | 0 | 0 | 0 | 0 | 0
Build Solar 2034_FO&M Cost | Build Solar_FO&M Cost | B Build Solar_FO&M Cost | 0 | 0 | System | Generator | Build Solar 2034 | Build Solar | FO&M Cost | 1 | 0 | 0 | 0 | 0 | 0 | 0 | 0 | 0 | 0 | 0 | 0 | 0 | 0 | 0 | 0 | 0 | 0 | 0 | 0 | 0 | 0
Build Solar 2034_Generation Cost | Build Solar_Generation Cost | B Build Solar_Generation Cost | 0 | 0 | System | Generator | Build Solar 2034 | Build Solar | Generation Cost | 1 | 0 | 0 | 0 | 0 | 0 | 0 | 0 | 0 | 0 | 0 | 0 | 0 | 0 | 0 | 0 | 0 | 0 | 0 | 0 | 0 | 0
Build Solar 2034_Fixed Costs | Build Solar_Fixed Costs | B Build Solar_Fixed Costs | 0 | 0 | System | Generator | Build Solar 2034 | Build Solar | Fixed Costs | 1 | 0 | 0 | 0 | 0 | 0 | 0 | 0 | 0 | 0 | 0 | 0 | 0 | 0 | 0 | 0 | 0 | 0 | 0 | 0 | 0 | 0
Build Solar 2034_Pool Revenue | Build Solar_Pool Revenue | B Build Solar_Pool Revenue | 0 | 0 | System | Generator | Build Solar 2034 | Build Solar | Pool Revenue | 1 | 0 | 0 | 0 | 0 | 0 | 0 | 0 | 0 | 0 | 0 | 0 | 0 | 0 | 0 | 0 | 0 | 0 | 0 | 0 | 0 | 0
Build Solar 2034_Max Capacity | Build Solar_Max Capacity | B Build Solar_Max Capacity | 150 | 0 | System | Generator | Build Solar 2034 | Build Solar | Max Capacity | 1 | MW | 0 | 0 | 0 | 0 | 0 | 0 | 0 | 0 | 0 | 0 | 150 | 149.25 | 148.5038 | 147.7612 | 147.0224 | 146.2873 | 145.5559 | 144.8281 | 144.104 | 143.3834
Build Solar 2034_Installed Capacity | Build Solar_Installed Capacity | B Build Solar_Installed Capacity | 0 | 0 | System | Generator | Build Solar 2034 | Build Solar | Installed Capacity | 1 | MW | 0 | 0 | 0 | 0 | 0 | 0 | 0 | 0 | 0 | 0 | 0 | 0 | 0 | 0 | 0 | 0 | 0 | 0 | 0 | 0
Build Solar 2034_Firm Capacity | Build Solar_Firm Capacity | B Build Solar_Firm Capacity | 0 | 0 | System | Generator | Build Solar 2034 | Build Solar | Firm Capacity | 1 | MW | 0 | 0 | 0 | 0 | 0 | 0 | 0 | 0 | 0 | 0 | 0 | 0 | 0 | 0 | 0 | 0 | 0 | 0 | 0 | 0
Build Solar 2034_Forced Outage Rate | Build Solar_Forced Outage Rate | B Build Solar_Forced Outage Rate | 0 | 0 | System | Generator | Build Solar 2034 | Build Solar | Forced Outage Rate | 1 | % | 0 | 0 | 0 | 0 | 0 | 0 | 0 | 0 | 0 | 0 | 0 | 0 | 0 | 0 | 0 | 0 | 0 | 0 | 0 | 0
Build Solar 2034_Outage Rate | Build Solar_Outage Rate | B Build Solar_Outage Rate | 0 | 0 | System | Generator | Build Solar 2034 | Build Solar | Outage Rate | 1 | % | 0 | 0 | 0 | 0 | 0 | 0 | 0 | 0 | 0 | 0 | 0 | 0 | 0 | 0 | 0 | 0 | 0 | 0 | 0 | 0
Build Solar 2034_Units Built | Build Solar_Units Built | B Build Solar_Units Built | 0 | 0 | System | Generator | Build Solar 2034 | Build Solar | Units Built | 1 | - | 0 | 0 | 0 | 0 | 0 | 0 | 0 | 0 | 0 | 0 | 0 | 0 | 0 | 0 | 0 | 0 | 0 | 0 | 0 | 0
Build Solar 2034_Units Retired | Build Solar_Units Retired | B Build Solar_Units Retired | 0 | 0 | System | Generator | Build Solar 2034 | Build Solar | Units Retired | 1 | - | 0 | 0 | 0 | 0 | 0 | 0 | 0 | 0 | 0 | 0 | 0 | 0 | 0 | 0 | 0 | 0 | 0 | 0 | 0 | 0
Build Solar 2034_Capacity Built | Build Solar_Capacity Built | B Build Solar_Capacity Built | 0 | 0 | System | Generator | Build Solar 2034 | Build Solar | Capacity Built | 1 | MW | 0 | 0 | 0 | 0 | 0 | 0 | 0 | 0 | 0 | 0 | 0 | 0 | 0 | 0 | 0 | 0 | 0 | 0 | 0 | 0
Build Solar 2035_Units | Build Solar_Units | B Build Solar_Units | 0 | 0 | System | Generator | Build Solar 2035 | Build Solar | Units | 1 | - | 0 | 0 | 0 | 0 | 0 | 0 | 0 | 0 | 0 | 0 | 0 | 0 | 0 | 0 | 0 | 0 | 0 | 0 | 0 | 0
Build Solar 2035_Generation | Build Solar_Generation | B Build Solar_Generation | 0 | 0 | System | Generator | Build Solar 2035 | Build Solar | Generation | 1 | GWh | 0 | 0 | 0 | 0 | 0 | 0 | 0 | 0 | 0 | 0 | 0 | 0 | 0 | 0 | 0 | 0 | 0 | 0 | 0 | 0
Build Solar 2035_Capacity Factor | Build Solar_Capacity Factor | B Build Solar_Capacity Factor | 0 | 0 | System | Generator | Build Solar 2035 | Build Solar | Capacity Factor | 1 | % | 0 | 0 | 0 | 0 | 0 | 0 | 0 | 0 | 0 | 0 | 0 | 0 | 0 | 0 | 0 | 0 | 0 | 0 | 0 | 0
Build Solar 2035_FO&M Cost | Build Solar_FO&M Cost | B Build Solar_FO&M Cost | 0 | 0 | System | Generator | Build Solar 2035 | Build Solar | FO&M Cost | 1 | 0 | 0 | 0 | 0 | 0 | 0 | 0 | 0 | 0 | 0 | 0 | 0 | 0 | 0 | 0 | 0 | 0 | 0 | 0 | 0 | 0
Build Solar 2035_Generation Cost | Build Solar_Generation Cost | B Build Solar_Generation Cost | 0 | 0 | System | Generator | Build Solar 2035 | Build Solar | Generation Cost | 1 | 0 | 0 | 0 | 0 | 0 | 0 | 0 | 0 | 0 | 0 | 0 | 0 | 0 | 0 | 0 | 0 | 0 | 0 | 0 | 0 | 0
Build Solar 2035_Fixed Costs | Build Solar_Fixed Costs | B Build Solar_Fixed Costs | 0 | 0 | System | Generator | Build Solar 2035 | Build Solar | Fixed Costs | 1 | 0 | 0 | 0 | 0 | 0 | 0 | 0 | 0 | 0 | 0 | 0 | 0 | 0 | 0 | 0 | 0 | 0 | 0 | 0 | 0 | 0
Build Solar 2035_Pool Revenue | Build Solar_Pool Revenue | B Build Solar_Pool Revenue | 0 | 0 | System | Generator | Build Solar 2035 | Build Solar | Pool Revenue | 1 | 0 | 0 | 0 | 0 | 0 | 0 | 0 | 0 | 0 | 0 | 0 | 0 | 0 | 0 | 0 | 0 | 0 | 0 | 0 | 0 | 0
Build Solar 2035_Max Capacity | Build Solar_Max Capacity | B Build Solar_Max Capacity | 150 | 0 | System | Generator | Build Solar 2035 | Build Solar | Max Capacity | 1 | MW | 0 | 0 | 0 | 0 | 0 | 0 | 0 | 0 | 0 | 0 | 0 | 150 | 149.25 | 148.5038 | 147.7612 | 147.0224 | 146.2873 | 145.5559 | 144.8281 | 144.104
Build Solar 2035_Installed Capacity | Build Solar_Installed Capacity | B Build Solar_Installed Capacity | 0 | 0 | System | Generator | Build Solar 2035 | Build Solar | Installed Capacity | 1 | MW | 0 | 0 | 0 | 0 | 0 | 0 | 0 | 0 | 0 | 0 | 0 | 0 | 0 | 0 | 0 | 0 | 0 | 0 | 0 | 0
Build Solar 2035_Firm Capacity | Build Solar_Firm Capacity | B Build Solar_Firm Capacity | 0 | 0 | System | Generator | Build Solar 2035 | Build Solar | Firm Capacity | 1 | MW | 0 | 0 | 0 | 0 | 0 | 0 | 0 | 0 | 0 | 0 | 0 | 0 | 0 | 0 | 0 | 0 | 0 | 0 | 0 | 0
Build Solar 2035_Forced Outage Rate | Build Solar_Forced Outage Rate | B Build Solar_Forced Outage Rate | 0 | 0 | System | Generator | Build Solar 2035 | Build Solar | Forced Outage Rate | 1 | % | 0 | 0 | 0 | 0 | 0 | 0 | 0 | 0 | 0 | 0 | 0 | 0 | 0 | 0 | 0 | 0 | 0 | 0 | 0 | 0
Build Solar 2035_Outage Rate | Build Solar_Outage Rate | B Build Solar_Outage Rate | 0 | 0 | System | Generator | Build Solar 2035 | Build Solar | Outage Rate | 1 | % | 0 | 0 | 0 | 0 | 0 | 0 | 0 | 0 | 0 | 0 | 0 | 0 | 0 | 0 | 0 | 0 | 0 | 0 | 0 | 0
Build Solar 2035_Units Built | Build Solar_Units Built | B Build Solar_Units Built | 0 | 0 | System | Generator | Build Solar 2035 | Build Solar | Units Built | 1 | - | 0 | 0 | 0 | 0 | 0 | 0 | 0 | 0 | 0 | 0 | 0 | 0 | 0 | 0 | 0 | 0 | 0 | 0 | 0 | 0
Build Solar 2035_Units Retired | Build Solar_Units Retired | B Build Solar_Units Retired | 0 | 0 | System | Generator | Build Solar 2035 | Build Solar | Units Retired | 1 | - | 0 | 0 | 0 | 0 | 0 | 0 | 0 | 0 | 0 | 0 | 0 | 0 | 0 | 0 | 0 | 0 | 0 | 0 | 0 | 0
Build Solar 2035_Capacity Built | Build Solar_Capacity Built | B Build Solar_Capacity Built | 0 | 0 | System | Generator | Build Solar 2035 | Build Solar | Capacity Built | 1 | MW | 0 | 0 | 0 | 0 | 0 | 0 | 0 | 0 | 0 | 0 | 0 | 0 | 0 | 0 | 0 | 0 | 0 | 0 | 0 | 0
Build Solar 2036_Units | Build Solar_Units | B Build Solar_Units | 0 | 0 | System | Generator | Build Solar 2036 | Build Solar | Units | 1 | - | 0 | 0 | 0 | 0 | 0 | 0 | 0 | 0 | 0 | 0 | 0 | 0 | 0 | 0 | 0 | 0 | 0 | 0 | 0 | 0
Build Solar 2036_Generation | Build Solar_Generation | B Build Solar_Generation | 0 | 0 | System | Generator | Build Solar 2036 | Build Solar | Generation | 1 | GWh | 0 | 0 | 0 | 0 | 0 | 0 | 0 | 0 | 0 | 0 | 0 | 0 | 0 | 0 | 0 | 0 | 0 | 0 | 0 | 0
Build Solar 2036_Capacity Factor | Build Solar_Capacity Factor | B Build Solar_Capacity Factor | 0 | 0 | System | Generator | Build Solar 2036 | Build Solar | Capacity Factor | 1 | % | 0 | 0 | 0 | 0 | 0 | 0 | 0 | 0 | 0 | 0 | 0 | 0 | 0 | 0 | 0 | 0 | 0 | 0 | 0 | 0
Build Solar 2036_FO&M Cost | Build Solar_FO&M Cost | B Build Solar_FO&M Cost | 0 | 0 | System | Generator | Build Solar 2036 | Build Solar | FO&M Cost | 1 | 0 | 0 | 0 | 0 | 0 | 0 | 0 | 0 | 0 | 0 | 0 | 0 | 0 | 0 | 0 | 0 | 0 | 0 | 0 | 0 | 0
Build Solar 2036_Generation Cost | Build Solar_Generation Cost | B Build Solar_Generation Cost | 0 | 0 | System | Generator | Build Solar 2036 | Build Solar | Generation Cost | 1 | 0 | 0 | 0 | 0 | 0 | 0 | 0 | 0 | 0 | 0 | 0 | 0 | 0 | 0 | 0 | 0 | 0 | 0 | 0 | 0 | 0
Build Solar 2036_Fixed Costs | Build Solar_Fixed Costs | B Build Solar_Fixed Costs | 0 | 0 | System | Generator | Build Solar 2036 | Build Solar | Fixed Costs | 1 | 0 | 0 | 0 | 0 | 0 | 0 | 0 | 0 | 0 | 0 | 0 | 0 | 0 | 0 | 0 | 0 | 0 | 0 | 0 | 0 | 0
Build Solar 2036_Pool Revenue | Build Solar_Pool Revenue | B Build Solar_Pool Revenue | 0 | 0 | System | Generator | Build Solar 2036 | Build Solar | Pool Revenue | 1 | 0 | 0 | 0 | 0 | 0 | 0 | 0 | 0 | 0 | 0 | 0 | 0 | 0 | 0 | 0 | 0 | 0 | 0 | 0 | 0 | 0
Build Solar 2036_Max Capacity | Build Solar_Max Capacity | B Build Solar_Max Capacity | 150 | 0 | System | Generator | Build Solar 2036 | Build Solar | Max Capacity | 1 | MW | 0 | 0 | 0 | 0 | 0 | 0 | 0 | 0 | 0 | 0 | 0 | 0 | 150 | 149.25 | 148.5038 | 147.7612 | 147.0224 | 146.2873 | 145.5559 | 144.8281
Build Solar 2036_Installed Capacity | Build Solar_Installed Capacity | B Build Solar_Installed Capacity | 0 | 0 | System | Generator | Build Solar 2036 | Build Solar | Installed Capacity | 1 | MW | 0 | 0 | 0 | 0 | 0 | 0 | 0 | 0 | 0 | 0 | 0 | 0 | 0 | 0 | 0 | 0 | 0 | 0 | 0 | 0
Build Solar 2036_Firm Capacity | Build Solar_Firm Capacity | B Build Solar_Firm Capacity | 0 | 0 | System | Generator | Build Solar 2036 | Build Solar | Firm Capacity | 1 | MW | 0 | 0 | 0 | 0 | 0 | 0 | 0 | 0 | 0 | 0 | 0 | 0 | 0 | 0 | 0 | 0 | 0 | 0 | 0 | 0
Build Solar 2036_Forced Outage Rate | Build Solar_Forced Outage Rate | B Build Solar_Forced Outage Rate | 0 | 0 | System | Generator | Build Solar 2036 | Build Solar | Forced Outage Rate | 1 | % | 0 | 0 | 0 | 0 | 0 | 0 | 0 | 0 | 0 | 0 | 0 | 0 | 0 | 0 | 0 | 0 | 0 | 0 | 0 | 0
Build Solar 2036_Outage Rate | Build Solar_Outage Rate | B Build Solar_Outage Rate | 0 | 0 | System | Generator | Build Solar 2036 | Build Solar | Outage Rate | 1 | % | 0 | 0 | 0 | 0 | 0 | 0 | 0 | 0 | 0 | 0 | 0 | 0 | 0 | 0 | 0 | 0 | 0 | 0 | 0 | 0
Build Solar 2036_Units Built | Build Solar_Units Built | B Build Solar_Units Built | 0 | 0 | System | Generator | Build Solar 2036 | Build Solar | Units Built | 1 | - | 0 | 0 | 0 | 0 | 0 | 0 | 0 | 0 | 0 | 0 | 0 | 0 | 0 | 0 | 0 | 0 | 0 | 0 | 0 | 0
Build Solar 2036_Units Retired | Build Solar_Units Retired | B Build Solar_Units Retired | 0 | 0 | System | Generator | Build Solar 2036 | Build Solar | Units Retired | 1 | - | 0 | 0 | 0 | 0 | 0 | 0 | 0 | 0 | 0 | 0 | 0 | 0 | 0 | 0 | 0 | 0 | 0 | 0 | 0 | 0
Build Solar 2036_Capacity Built | Build Solar_Capacity Built | B Build Solar_Capacity Built | 0 | 0 | System | Generator | Build Solar 2036 | Build Solar | Capacity Built | 1 | MW | 0 | 0 | 0 | 0 | 0 | 0 | 0 | 0 | 0 | 0 | 0 | 0 | 0 | 0 | 0 | 0 | 0 | 0 | 0 | 0
Build Solar 2037_Units | Build Solar_Units | B Build Solar_Units | 0 | 0 | System | Generator | Build Solar 2037 | Build Solar | Units | 1 | - | 0 | 0 | 0 | 0 | 0 | 0 | 0 | 0 | 0 | 0 | 0 | 0 | 0 | 0 | 0 | 0 | 0 | 0 | 0 | 0
Build Solar 2037_Generation | Build Solar_Generation | B Build Solar_Generation | 0 | 0 | System | Generator | Build Solar 2037 | Build Solar | Generation | 1 | GWh | 0 | 0 | 0 | 0 | 0 | 0 | 0 | 0 | 0 | 0 | 0 | 0 | 0 | 0 | 0 | 0 | 0 | 0 | 0 | 0
Build Solar 2037_Capacity Factor | Build Solar_Capacity Factor | B Build Solar_Capacity Factor | 0 | 0 | System | Generator | Build Solar 2037 | Build Solar | Capacity Factor | 1 | % | 0 | 0 | 0 | 0 | 0 | 0 | 0 | 0 | 0 | 0 | 0 | 0 | 0 | 0 | 0 | 0 | 0 | 0 | 0 | 0
Build Solar 2037_FO&M Cost | Build Solar_FO&M Cost | B Build Solar_FO&M Cost | 0 | 0 | System | Generator | Build Solar 2037 | Build Solar | FO&M Cost | 1 | 0 | 0 | 0 | 0 | 0 | 0 | 0 | 0 | 0 | 0 | 0 | 0 | 0 | 0 | 0 | 0 | 0 | 0 | 0 | 0 | 0
Build Solar 2037_Generation Cost | Build Solar_Generation Cost | B Build Solar_Generation Cost | 0 | 0 | System | Generator | Build Solar 2037 | Build Solar | Generation Cost | 1 | 0 | 0 | 0 | 0 | 0 | 0 | 0 | 0 | 0 | 0 | 0 | 0 | 0 | 0 | 0 | 0 | 0 | 0 | 0 | 0 | 0
Build Solar 2037_Fixed Costs | Build Solar_Fixed Costs | B Build Solar_Fixed Costs | 0 | 0 | System | Generator | Build Solar 2037 | Build Solar | Fixed Costs | 1 | 0 | 0 | 0 | 0 | 0 | 0 | 0 | 0 | 0 | 0 | 0 | 0 | 0 | 0 | 0 | 0 | 0 | 0 | 0 | 0 | 0
Build Solar 2037_Pool Revenue | Build Solar_Pool Revenue | B Build Solar_Pool Revenue | 0 | 0 | System | Generator | Build Solar 2037 | Build Solar | Pool Revenue | 1 | 0 | 0 | 0 | 0 | 0 | 0 | 0 | 0 | 0 | 0 | 0 | 0 | 0 | 0 | 0 | 0 | 0 | 0 | 0 | 0 | 0
Build Solar 2037_Max Capacity | Build Solar_Max Capacity | B Build Solar_Max Capacity | 150 | 0 | System | Generator | Build Solar 2037 | Build Solar | Max Capacity | 1 | MW | 0 | 0 | 0 | 0 | 0 | 0 | 0 | 0 | 0 | 0 | 0 | 0 | 0 | 150 | 149.25 | 148.5038 | 147.7612 | 147.0224 | 146.2873 | 145.5559
Build Solar 2037_Installed Capacity | Build Solar_Installed Capacity | B Build Solar_Installed Capacity | 0 | 0 | System | Generator | Build Solar 2037 | Build Solar | Installed Capacity | 1 | MW | 0 | 0 | 0 | 0 | 0 | 0 | 0 | 0 | 0 | 0 | 0 | 0 | 0 | 0 | 0 | 0 | 0 | 0 | 0 | 0
Build Solar 2037_Firm Capacity | Build Solar_Firm Capacity | B Build Solar_Firm Capacity | 0 | 0 | System | Generator | Build Solar 2037 | Build Solar | Firm Capacity | 1 | MW | 0 | 0 | 0 | 0 | 0 | 0 | 0 | 0 | 0 | 0 | 0 | 0 | 0 | 0 | 0 | 0 | 0 | 0 | 0 | 0
Build Solar 2037_Forced Outage Rate | Build Solar_Forced Outage Rate | B Build Solar_Forced Outage Rate | 0 | 0 | System | Generator | Build Solar 2037 | Build Solar | Forced Outage Rate | 1 | % | 0 | 0 | 0 | 0 | 0 | 0 | 0 | 0 | 0 | 0 | 0 | 0 | 0 | 0 | 0 | 0 | 0 | 0 | 0 | 0
Build Solar 2037_Outage Rate | Build Solar_Outage Rate | B Build Solar_Outage Rate | 0 | 0 | System | Generator | Build Solar 2037 | Build Solar | Outage Rate | 1 | % | 0 | 0 | 0 | 0 | 0 | 0 | 0 | 0 | 0 | 0 | 0 | 0 | 0 | 0 | 0 | 0 | 0 | 0 | 0 | 0
Build Solar 2037_Units Built | Build Solar_Units Built | B Build Solar_Units Built | 0 | 0 | System | Generator | Build Solar 2037 | Build Solar | Units Built | 1 | - | 0 | 0 | 0 | 0 | 0 | 0 | 0 | 0 | 0 | 0 | 0 | 0 | 0 | 0 | 0 | 0 | 0 | 0 | 0 | 0
Build Solar 2037_Units Retired | Build Solar_Units Retired | B Build Solar_Units Retired | 0 | 0 | System | Generator | Build Solar 2037 | Build Solar | Units Retired | 1 | - | 0 | 0 | 0 | 0 | 0 | 0 | 0 | 0 | 0 | 0 | 0 | 0 | 0 | 0 | 0 | 0 | 0 | 0 | 0 | 0
Build Solar 2037_Capacity Built | Build Solar_Capacity Built | B Build Solar_Capacity Built | 0 | 0 | System | Generator | Build Solar 2037 | Build Solar | Capacity Built | 1 | MW | 0 | 0 | 0 | 0 | 0 | 0 | 0 | 0 | 0 | 0 | 0 | 0 | 0 | 0 | 0 | 0 | 0 | 0 | 0 | 0
Build Solar 2038_Units | Build Solar_Units | B Build Solar_Units | 0 | 0 | System | Generator | Build Solar 2038 | Build Solar | Units | 1 | - | 0 | 0 | 0 | 0 | 0 | 0 | 0 | 0 | 0 | 0 | 0 | 0 | 0 | 0 | 0 | 0 | 0 | 0 | 0 | 0
Build Solar 2038_Generation | Build Solar_Generation | B Build Solar_Generation | 0 | 0 | System | Generator | Build Solar 2038 | Build Solar | Generation | 1 | GWh | 0 | 0 | 0 | 0 | 0 | 0 | 0 | 0 | 0 | 0 | 0 | 0 | 0 | 0 | 0 | 0 | 0 | 0 | 0 | 0
Build Solar 2038_Capacity Factor | Build Solar_Capacity Factor | B Build Solar_Capacity Factor | 0 | 0 | System | Generator | Build Solar 2038 | Build Solar | Capacity Factor | 1 | % | 0 | 0 | 0 | 0 | 0 | 0 | 0 | 0 | 0 | 0 | 0 | 0 | 0 | 0 | 0 | 0 | 0 | 0 | 0 | 0
Build Solar 2038_FO&M Cost | Build Solar_FO&M Cost | B Build Solar_FO&M Cost | 0 | 0 | System | Generator | Build Solar 2038 | Build Solar | FO&M Cost | 1 | 0 | 0 | 0 | 0 | 0 | 0 | 0 | 0 | 0 | 0 | 0 | 0 | 0 | 0 | 0 | 0 | 0 | 0 | 0 | 0 | 0
Build Solar 2038_Generation Cost | Build Solar_Generation Cost | B Build Solar_Generation Cost | 0 | 0 | System | Generator | Build Solar 2038 | Build Solar | Generation Cost | 1 | 0 | 0 | 0 | 0 | 0 | 0 | 0 | 0 | 0 | 0 | 0 | 0 | 0 | 0 | 0 | 0 | 0 | 0 | 0 | 0 | 0
Build Solar 2038_Fixed Costs | Build Solar_Fixed Costs | B Build Solar_Fixed Costs | 0 | 0 | System | Generator | Build Solar 2038 | Build Solar | Fixed Costs | 1 | 0 | 0 | 0 | 0 | 0 | 0 | 0 | 0 | 0 | 0 | 0 | 0 | 0 | 0 | 0 | 0 | 0 | 0 | 0 | 0 | 0
Build Solar 2038_Pool Revenue | Build Solar_Pool Revenue | B Build Solar_Pool Revenue | 0 | 0 | System | Generator | Build Solar 2038 | Build Solar | Pool Revenue | 1 | 0 | 0 | 0 | 0 | 0 | 0 | 0 | 0 | 0 | 0 | 0 | 0 | 0 | 0 | 0 | 0 | 0 | 0 | 0 | 0 | 0
Build Solar 2038_Max Capacity | Build Solar_Max Capacity | B Build Solar_Max Capacity | 150 | 0 | System | Generator | Build Solar 2038 | Build Solar | Max Capacity | 1 | MW | 0 | 0 | 0 | 0 | 0 | 0 | 0 | 0 | 0 | 0 | 0 | 0 | 0 | 0 | 150 | 149.25 | 148.5038 | 147.7612 | 147.0224 | 146.2873
Build Solar 2038_Installed Capacity | Build Solar_Installed Capacity | B Build Solar_Installed Capacity | 0 | 0 | System | Generator | Build Solar 2038 | Build Solar | Installed Capacity | 1 | MW | 0 | 0 | 0 | 0 | 0 | 0 | 0 | 0 | 0 | 0 | 0 | 0 | 0 | 0 | 0 | 0 | 0 | 0 | 0 | 0
Build Solar 2038_Firm Capacity | Build Solar_Firm Capacity | B Build Solar_Firm Capacity | 0 | 0 | System | Generator | Build Solar 2038 | Build Solar | Firm Capacity | 1 | MW | 0 | 0 | 0 | 0 | 0 | 0 | 0 | 0 | 0 | 0 | 0 | 0 | 0 | 0 | 0 | 0 | 0 | 0 | 0 | 0
Build Solar 2038_Forced Outage Rate | Build Solar_Forced Outage Rate | B Build Solar_Forced Outage Rate | 0 | 0 | System | Generator | Build Solar 2038 | Build Solar | Forced Outage Rate | 1 | % | 0 | 0 | 0 | 0 | 0 | 0 | 0 | 0 | 0 | 0 | 0 | 0 | 0 | 0 | 0 | 0 | 0 | 0 | 0 | 0
Build Solar 2038_Outage Rate | Build Solar_Outage Rate | B Build Solar_Outage Rate | 0 | 0 | System | Generator | Build Solar 2038 | Build Solar | Outage Rate | 1 | % | 0 | 0 | 0 | 0 | 0 | 0 | 0 | 0 | 0 | 0 | 0 | 0 | 0 | 0 | 0 | 0 | 0 | 0 | 0 | 0
Build Solar 2038_Units Built | Build Solar_Units Built | B Build Solar_Units Built | 0 | 0 | System | Generator | Build Solar 2038 | Build Solar | Units Built | 1 | - | 0 | 0 | 0 | 0 | 0 | 0 | 0 | 0 | 0 | 0 | 0 | 0 | 0 | 0 | 0 | 0 | 0 | 0 | 0 | 0
Build Solar 2038_Units Retired | Build Solar_Units Retired | B Build Solar_Units Retired | 0 | 0 | System | Generator | Build Solar 2038 | Build Solar | Units Retired | 1 | - | 0 | 0 | 0 | 0 | 0 | 0 | 0 | 0 | 0 | 0 | 0 | 0 | 0 | 0 | 0 | 0 | 0 | 0 | 0 | 0
Build Solar 2038_Capacity Built | Build Solar_Capacity Built | B Build Solar_Capacity Built | 0 | 0 | System | Generator | Build Solar 2038 | Build Solar | Capacity Built | 1 | MW | 0 | 0 | 0 | 0 | 0 | 0 | 0 | 0 | 0 | 0 | 0 | 0 | 0 | 0 | 0 | 0 | 0 | 0 | 0 | 0
Build Solar 2039_Units | Build Solar_Units | B Build Solar_Units | 0 | 0 | System | Generator | Build Solar 2039 | Build Solar | Units | 1 | - | 0 | 0 | 0 | 0 | 0 | 0 | 0 | 0 | 0 | 0 | 0 | 0 | 0 | 0 | 0 | 0 | 0 | 0 | 0 | 0
Build Solar 2039_Generation | Build Solar_Generation | B Build Solar_Generation | 0 | 0 | System | Generator | Build Solar 2039 | Build Solar | Generation | 1 | GWh | 0 | 0 | 0 | 0 | 0 | 0 | 0 | 0 | 0 | 0 | 0 | 0 | 0 | 0 | 0 | 0 | 0 | 0 | 0 | 0
Build Solar 2039_Capacity Factor | Build Solar_Capacity Factor | B Build Solar_Capacity Factor | 0 | 0 | System | Generator | Build Solar 2039 | Build Solar | Capacity Factor | 1 | % | 0 | 0 | 0 | 0 | 0 | 0 | 0 | 0 | 0 | 0 | 0 | 0 | 0 | 0 | 0 | 0 | 0 | 0 | 0 | 0
Build Solar 2039_FO&M Cost | Build Solar_FO&M Cost | B Build Solar_FO&M Cost | 0 | 0 | System | Generator | Build Solar 2039 | Build Solar | FO&M Cost | 1 | 0 | 0 | 0 | 0 | 0 | 0 | 0 | 0 | 0 | 0 | 0 | 0 | 0 | 0 | 0 | 0 | 0 | 0 | 0 | 0 | 0
Build Solar 2039_Generation Cost | Build Solar_Generation Cost | B Build Solar_Generation Cost | 0 | 0 | System | Generator | Build Solar 2039 | Build Solar | Generation Cost | 1 | 0 | 0 | 0 | 0 | 0 | 0 | 0 | 0 | 0 | 0 | 0 | 0 | 0 | 0 | 0 | 0 | 0 | 0 | 0 | 0 | 0
Build Solar 2039_Fixed Costs | Build Solar_Fixed Costs | B Build Solar_Fixed Costs | 0 | 0 | System | Generator | Build Solar 2039 | Build Solar | Fixed Costs | 1 | 0 | 0 | 0 | 0 | 0 | 0 | 0 | 0 | 0 | 0 | 0 | 0 | 0 | 0 | 0 | 0 | 0 | 0 | 0 | 0 | 0
Build Solar 2039_Pool Revenue | Build Solar_Pool Revenue | B Build Solar_Pool Revenue | 0 | 0 | System | Generator | Build Solar 2039 | Build Solar | Pool Revenue | 1 | 0 | 0 | 0 | 0 | 0 | 0 | 0 | 0 | 0 | 0 | 0 | 0 | 0 | 0 | 0 | 0 | 0 | 0 | 0 | 0 | 0
Build Solar 2039_Max Capacity | Build Solar_Max Capacity | B Build Solar_Max Capacity | 150 | 0 | System | Generator | Build Solar 2039 | Build Solar | Max Capacity | 1 | MW | 0 | 0 | 0 | 0 | 0 | 0 | 0 | 0 | 0 | 0 | 0 | 0 | 0 | 0 | 0 | 150 | 149.25 | 148.5038 | 147.7612 | 147.0224
Build Solar 2039_Installed Capacity | Build Solar_Installed Capacity | B Build Solar_Installed Capacity | 0 | 0 | System | Generator | Build Solar 2039 | Build Solar | Installed Capacity | 1 | MW | 0 | 0 | 0 | 0 | 0 | 0 | 0 | 0 | 0 | 0 | 0 | 0 | 0 | 0 | 0 | 0 | 0 | 0 | 0 | 0
Build Solar 2039_Firm Capacity | Build Solar_Firm Capacity | B Build Solar_Firm Capacity | 0 | 0 | System | Generator | Build Solar 2039 | Build Solar | Firm Capacity | 1 | MW | 0 | 0 | 0 | 0 | 0 | 0 | 0 | 0 | 0 | 0 | 0 | 0 | 0 | 0 | 0 | 0 | 0 | 0 | 0 | 0
Build Solar 2039_Forced Outage Rate | Build Solar_Forced Outage Rate | B Build Solar_Forced Outage Rate | 0 | 0 | System | Generator | Build Solar 2039 | Build Solar | Forced Outage Rate | 1 | % | 0 | 0 | 0 | 0 | 0 | 0 | 0 | 0 | 0 | 0 | 0 | 0 | 0 | 0 | 0 | 0 | 0 | 0 | 0 | 0
Build Solar 2039_Outage Rate | Build Solar_Outage Rate | B Build Solar_Outage Rate | 0 | 0 | System | Generator | Build Solar 2039 | Build Solar | Outage Rate | 1 | % | 0 | 0 | 0 | 0 | 0 | 0 | 0 | 0 | 0 | 0 | 0 | 0 | 0 | 0 | 0 | 0 | 0 | 0 | 0 | 0
Build Solar 2039_Units Built | Build Solar_Units Built | B Build Solar_Units Built | 0 | 0 | System | Generator | Build Solar 2039 | Build Solar | Units Built | 1 | - | 0 | 0 | 0 | 0 | 0 | 0 | 0 | 0 | 0 | 0 | 0 | 0 | 0 | 0 | 0 | 0 | 0 | 0 | 0 | 0
Build Solar 2039_Units Retired | Build Solar_Units Retired | B Build Solar_Units Retired | 0 | 0 | System | Generator | Build Solar 2039 | Build Solar | Units Retired | 1 | - | 0 | 0 | 0 | 0 | 0 | 0 | 0 | 0 | 0 | 0 | 0 | 0 | 0 | 0 | 0 | 0 | 0 | 0 | 0 | 0
Build Solar 2039_Capacity Built | Build Solar_Capacity Built | B Build Solar_Capacity Built | 0 | 0 | System | Generator | Build Solar 2039 | Build Solar | Capacity Built | 1 | MW | 0 | 0 | 0 | 0 | 0 | 0 | 0 | 0 | 0 | 0 | 0 | 0 | 0 | 0 | 0 | 0 | 0 | 0 | 0 | 0
Build Solar 2040_Units | Build Solar_Units | B Build Solar_Units | 0 | 0 | System | Generator | Build Solar 2040 | Build Solar | Units | 1 | - | 0 | 0 | 0 | 0 | 0 | 0 | 0 | 0 | 0 | 0 | 0 | 0 | 0 | 0 | 0 | 0 | 0 | 0 | 0 | 0
Build Solar 2040_Generation | Build Solar_Generation | B Build Solar_Generation | 0 | 0 | System | Generator | Build Solar 2040 | Build Solar | Generation | 1 | GWh | 0 | 0 | 0 | 0 | 0 | 0 | 0 | 0 | 0 | 0 | 0 | 0 | 0 | 0 | 0 | 0 | 0 | 0 | 0 | 0
Build Solar 2040_Capacity Factor | Build Solar_Capacity Factor | B Build Solar_Capacity Factor | 0 | 0 | System | Generator | Build Solar 2040 | Build Solar | Capacity Factor | 1 | % | 0 | 0 | 0 | 0 | 0 | 0 | 0 | 0 | 0 | 0 | 0 | 0 | 0 | 0 | 0 | 0 | 0 | 0 | 0 | 0
Build Solar 2040_FO&M Cost | Build Solar_FO&M Cost | B Build Solar_FO&M Cost | 0 | 0 | System | Generator | Build Solar 2040 | Build Solar | FO&M Cost | 1 | 0 | 0 | 0 | 0 | 0 | 0 | 0 | 0 | 0 | 0 | 0 | 0 | 0 | 0 | 0 | 0 | 0 | 0 | 0 | 0 | 0
Build Solar 2040_Generation Cost | Build Solar_Generation Cost | B Build Solar_Generation Cost | 0 | 0 | System | Generator | Build Solar 2040 | Build Solar | Generation Cost | 1 | 0 | 0 | 0 | 0 | 0 | 0 | 0 | 0 | 0 | 0 | 0 | 0 | 0 | 0 | 0 | 0 | 0 | 0 | 0 | 0 | 0
Build Solar 2040_Fixed Costs | Build Solar_Fixed Costs | B Build Solar_Fixed Costs | 0 | 0 | System | Generator | Build Solar 2040 | Build Solar | Fixed Costs | 1 | 0 | 0 | 0 | 0 | 0 | 0 | 0 | 0 | 0 | 0 | 0 | 0 | 0 | 0 | 0 | 0 | 0 | 0 | 0 | 0 | 0
Build Solar 2040_Pool Revenue | Build Solar_Pool Revenue | B Build Solar_Pool Revenue | 0 | 0 | System | Generator | Build Solar 2040 | Build Solar | Pool Revenue | 1 | 0 | 0 | 0 | 0 | 0 | 0 | 0 | 0 | 0 | 0 | 0 | 0 | 0 | 0 | 0 | 0 | 0 | 0 | 0 | 0 | 0
Build Solar 2040_Max Capacity | Build Solar_Max Capacity | B Build Solar_Max Capacity | 150 | 0 | System | Generator | Build Solar 2040 | Build Solar | Max Capacity | 1 | MW | 0 | 0 | 0 | 0 | 0 | 0 | 0 | 0 | 0 | 0 | 0 | 0 | 0 | 0 | 0 | 0 | 150 | 149.25 | 148.5038 | 147.7612
Build Solar 2040_Installed Capacity | Build Solar_Installed Capacity | B Build Solar_Installed Capacity | 0 | 0 | System | Generator | Build Solar 2040 | Build Solar | Installed Capacity | 1 | MW | 0 | 0 | 0 | 0 | 0 | 0 | 0 | 0 | 0 | 0 | 0 | 0 | 0 | 0 | 0 | 0 | 0 | 0 | 0 | 0
Build Solar 2040_Firm Capacity | Build Solar_Firm Capacity | B Build Solar_Firm Capacity | 0 | 0 | System | Generator | Build Solar 2040 | Build Solar | Firm Capacity | 1 | MW | 0 | 0 | 0 | 0 | 0 | 0 | 0 | 0 | 0 | 0 | 0 | 0 | 0 | 0 | 0 | 0 | 0 | 0 | 0 | 0
Build Solar 2040_Forced Outage Rate | Build Solar_Forced Outage Rate | B Build Solar_Forced Outage Rate | 0 | 0 | System | Generator | Build Solar 2040 | Build Solar | Forced Outage Rate | 1 | % | 0 | 0 | 0 | 0 | 0 | 0 | 0 | 0 | 0 | 0 | 0 | 0 | 0 | 0 | 0 | 0 | 0 | 0 | 0 | 0
Build Solar 2040_Outage Rate | Build Solar_Outage Rate | B Build Solar_Outage Rate | 0 | 0 | System | Generator | Build Solar 2040 | Build Solar | Outage Rate | 1 | % | 0 | 0 | 0 | 0 | 0 | 0 | 0 | 0 | 0 | 0 | 0 | 0 | 0 | 0 | 0 | 0 | 0 | 0 | 0 | 0
Build Solar 2040_Units Built | Build Solar_Units Built | B Build Solar_Units Built | 0 | 0 | System | Generator | Build Solar 2040 | Build Solar | Units Built | 1 | - | 0 | 0 | 0 | 0 | 0 | 0 | 0 | 0 | 0 | 0 | 0 | 0 | 0 | 0 | 0 | 0 | 0 | 0 | 0 | 0
Build Solar 2040_Units Retired | Build Solar_Units Retired | B Build Solar_Units Retired | 0 | 0 | System | Generator | Build Solar 2040 | Build Solar | Units Retired | 1 | - | 0 | 0 | 0 | 0 | 0 | 0 | 0 | 0 | 0 | 0 | 0 | 0 | 0 | 0 | 0 | 0 | 0 | 0 | 0 | 0
Build Solar 2040_Capacity Built | Build Solar_Capacity Built | B Build Solar_Capacity Built | 0 | 0 | System | Generator | Build Solar 2040 | Build Solar | Capacity Built | 1 | MW | 0 | 0 | 0 | 0 | 0 | 0 | 0 | 0 | 0 | 0 | 0 | 0 | 0 | 0 | 0 | 0 | 0 | 0 | 0 | 0
Build Solar 2041_Units | Build Solar_Units | B Build Solar_Units | 0 | 0 | System | Generator | Build Solar 2041 | Build Solar | Units | 1 | - | 0 | 0 | 0 | 0 | 0 | 0 | 0 | 0 | 0 | 0 | 0 | 0 | 0 | 0 | 0 | 0 | 0 | 0 | 0 | 0
Build Solar 2041_Generation | Build Solar_Generation | B Build Solar_Generation | 0 | 0 | System | Generator | Build Solar 2041 | Build Solar | Generation | 1 | GWh | 0 | 0 | 0 | 0 | 0 | 0 | 0 | 0 | 0 | 0 | 0 | 0 | 0 | 0 | 0 | 0 | 0 | 0 | 0 | 0
Build Solar 2041_Capacity Factor | Build Solar_Capacity Factor | B Build Solar_Capacity Factor | 0 | 0 | System | Generator | Build Solar 2041 | Build Solar | Capacity Factor | 1 | % | 0 | 0 | 0 | 0 | 0 | 0 | 0 | 0 | 0 | 0 | 0 | 0 | 0 | 0 | 0 | 0 | 0 | 0 | 0 | 0
Build Solar 2041_FO&M Cost | Build Solar_FO&M Cost | B Build Solar_FO&M Cost | 0 | 0 | System | Generator | Build Solar 2041 | Build Solar | FO&M Cost | 1 | 0 | 0 | 0 | 0 | 0 | 0 | 0 | 0 | 0 | 0 | 0 | 0 | 0 | 0 | 0 | 0 | 0 | 0 | 0 | 0 | 0
Build Solar 2041_Generation Cost | Build Solar_Generation Cost | B Build Solar_Generation Cost | 0 | 0 | System | Generator | Build Solar 2041 | Build Solar | Generation Cost | 1 | 0 | 0 | 0 | 0 | 0 | 0 | 0 | 0 | 0 | 0 | 0 | 0 | 0 | 0 | 0 | 0 | 0 | 0 | 0 | 0 | 0
Build Solar 2041_Fixed Costs | Build Solar_Fixed Costs | B Build Solar_Fixed Costs | 0 | 0 | System | Generator | Build Solar 2041 | Build Solar | Fixed Costs | 1 | 0 | 0 | 0 | 0 | 0 | 0 | 0 | 0 | 0 | 0 | 0 | 0 | 0 | 0 | 0 | 0 | 0 | 0 | 0 | 0 | 0
Build Solar 2041_Pool Revenue | Build Solar_Pool Revenue | B Build Solar_Pool Revenue | 0 | 0 | System | Generator | Build Solar 2041 | Build Solar | Pool Revenue | 1 | 0 | 0 | 0 | 0 | 0 | 0 | 0 | 0 | 0 | 0 | 0 | 0 | 0 | 0 | 0 | 0 | 0 | 0 | 0 | 0 | 0
Build Solar 2041_Max Capacity | Build Solar_Max Capacity | B Build Solar_Max Capacity | 150 | 0 | System | Generator | Build Solar 2041 | Build Solar | Max Capacity | 1 | MW | 0 | 0 | 0 | 0 | 0 | 0 | 0 | 0 | 0 | 0 | 0 | 0 | 0 | 0 | 0 | 0 | 0 | 150 | 149.25 | 148.5038
Build Solar 2041_Installed Capacity | Build Solar_Installed Capacity | B Build Solar_Installed Capacity | 0 | 0 | System | Generator | Build Solar 2041 | Build Solar | Installed Capacity | 1 | MW | 0 | 0 | 0 | 0 | 0 | 0 | 0 | 0 | 0 | 0 | 0 | 0 | 0 | 0 | 0 | 0 | 0 | 0 | 0 | 0
Build Solar 2041_Firm Capacity | Build Solar_Firm Capacity | B Build Solar_Firm Capacity | 0 | 0 | System | Generator | Build Solar 2041 | Build Solar | Firm Capacity | 1 | MW | 0 | 0 | 0 | 0 | 0 | 0 | 0 | 0 | 0 | 0 | 0 | 0 | 0 | 0 | 0 | 0 | 0 | 0 | 0 | 0
Build Solar 2041_Forced Outage Rate | Build Solar_Forced Outage Rate | B Build Solar_Forced Outage Rate | 0 | 0 | System | Generator | Build Solar 2041 | Build Solar | Forced Outage Rate | 1 | % | 0 | 0 | 0 | 0 | 0 | 0 | 0 | 0 | 0 | 0 | 0 | 0 | 0 | 0 | 0 | 0 | 0 | 0 | 0 | 0
Build Solar 2041_Outage Rate | Build Solar_Outage Rate | B Build Solar_Outage Rate | 0 | 0 | System | Generator | Build Solar 2041 | Build Solar | Outage Rate | 1 | % | 0 | 0 | 0 | 0 | 0 | 0 | 0 | 0 | 0 | 0 | 0 | 0 | 0 | 0 | 0 | 0 | 0 | 0 | 0 | 0
Build Solar 2041_Units Built | Build Solar_Units Built | B Build Solar_Units Built | 0 | 0 | System | Generator | Build Solar 2041 | Build Solar | Units Built | 1 | - | 0 | 0 | 0 | 0 | 0 | 0 | 0 | 0 | 0 | 0 | 0 | 0 | 0 | 0 | 0 | 0 | 0 | 0 | 0 | 0
Build Solar 2041_Units Retired | Build Solar_Units Retired | B Build Solar_Units Retired | 0 | 0 | System | Generator | Build Solar 2041 | Build Solar | Units Retired | 1 | - | 0 | 0 | 0 | 0 | 0 | 0 | 0 | 0 | 0 | 0 | 0 | 0 | 0 | 0 | 0 | 0 | 0 | 0 | 0 | 0
Build Solar 2041_Capacity Built | Build Solar_Capacity Built | B Build Solar_Capacity Built | 0 | 0 | System | Generator | Build Solar 2041 | Build Solar | Capacity Built | 1 | MW | 0 | 0 | 0 | 0 | 0 | 0 | 0 | 0 | 0 | 0 | 0 | 0 | 0 | 0 | 0 | 0 | 0 | 0 | 0 | 0
Build Solar 2042_Units | Build Solar_Units | B Build Solar_Units | 0 | 0 | System | Generator | Build Solar 2042 | Build Solar | Units | 1 | - | 0 | 0 | 0 | 0 | 0 | 0 | 0 | 0 | 0 | 0 | 0 | 0 | 0 | 0 | 0 | 0 | 0 | 0 | 0 | 0
Build Solar 2042_Generation | Build Solar_Generation | B Build Solar_Generation | 0 | 0 | System | Generator | Build Solar 2042 | Build Solar | Generation | 1 | GWh | 0 | 0 | 0 | 0 | 0 | 0 | 0 | 0 | 0 | 0 | 0 | 0 | 0 | 0 | 0 | 0 | 0 | 0 | 0 | 0
Build Solar 2042_Capacity Factor | Build Solar_Capacity Factor | B Build Solar_Capacity Factor | 0 | 0 | System | Generator | Build Solar 2042 | Build Solar | Capacity Factor | 1 | % | 0 | 0 | 0 | 0 | 0 | 0 | 0 | 0 | 0 | 0 | 0 | 0 | 0 | 0 | 0 | 0 | 0 | 0 | 0 | 0
Build Solar 2042_FO&M Cost | Build Solar_FO&M Cost | B Build Solar_FO&M Cost | 0 | 0 | System | Generator | Build Solar 2042 | Build Solar | FO&M Cost | 1 | 0 | 0 | 0 | 0 | 0 | 0 | 0 | 0 | 0 | 0 | 0 | 0 | 0 | 0 | 0 | 0 | 0 | 0 | 0 | 0 | 0
Build Solar 2042_Generation Cost | Build Solar_Generation Cost | B Build Solar_Generation Cost | 0 | 0 | System | Generator | Build Solar 2042 | Build Solar | Generation Cost | 1 | 0 | 0 | 0 | 0 | 0 | 0 | 0 | 0 | 0 | 0 | 0 | 0 | 0 | 0 | 0 | 0 | 0 | 0 | 0 | 0 | 0
Build Solar 2042_Fixed Costs | Build Solar_Fixed Costs | B Build Solar_Fixed Costs | 0 | 0 | System | Generator | Build Solar 2042 | Build Solar | Fixed Costs | 1 | 0 | 0 | 0 | 0 | 0 | 0 | 0 | 0 | 0 | 0 | 0 | 0 | 0 | 0 | 0 | 0 | 0 | 0 | 0 | 0 | 0
Build Solar 2042_Pool Revenue | Build Solar_Pool Revenue | B Build Solar_Pool Revenue | 0 | 0 | System | Generator | Build Solar 2042 | Build Solar | Pool Revenue | 1 | 0 | 0 | 0 | 0 | 0 | 0 | 0 | 0 | 0 | 0 | 0 | 0 | 0 | 0 | 0 | 0 | 0 | 0 | 0 | 0 | 0
Build Solar 2042_Max Capacity | Build Solar_Max Capacity | B Build Solar_Max Capacity | 150 | 0 | System | Generator | Build Solar 2042 | Build Solar | Max Capacity | 1 | MW | 0 | 0 | 0 | 0 | 0 | 0 | 0 | 0 | 0 | 0 | 0 | 0 | 0 | 0 | 0 | 0 | 0 | 0 | 150 | 149.25
Build Solar 2042_Installed Capacity | Build Solar_Installed Capacity | B Build Solar_Installed Capacity | 0 | 0 | System | Generator | Build Solar 2042 | Build Solar | Installed Capacity | 1 | MW | 0 | 0 | 0 | 0 | 0 | 0 | 0 | 0 | 0 | 0 | 0 | 0 | 0 | 0 | 0 | 0 | 0 | 0 | 0 | 0
Build Solar 2042_Firm Capacity | Build Solar_Firm Capacity | B Build Solar_Firm Capacity | 0 | 0 | System | Generator | Build Solar 2042 | Build Solar | Firm Capacity | 1 | MW | 0 | 0 | 0 | 0 | 0 | 0 | 0 | 0 | 0 | 0 | 0 | 0 | 0 | 0 | 0 | 0 | 0 | 0 | 0 | 0
Build Solar 2042_Forced Outage Rate | Build Solar_Forced Outage Rate | B Build Solar_Forced Outage Rate | 0 | 0 | System | Generator | Build Solar 2042 | Build Solar | Forced Outage Rate | 1 | % | 0 | 0 | 0 | 0 | 0 | 0 | 0 | 0 | 0 | 0 | 0 | 0 | 0 | 0 | 0 | 0 | 0 | 0 | 0 | 0
Build Solar 2042_Outage Rate | Build Solar_Outage Rate | B Build Solar_Outage Rate | 0 | 0 | System | Generator | Build Solar 2042 | Build Solar | Outage Rate | 1 | % | 0 | 0 | 0 | 0 | 0 | 0 | 0 | 0 | 0 | 0 | 0 | 0 | 0 | 0 | 0 | 0 | 0 | 0 | 0 | 0
Build Solar 2042_Units Built | Build Solar_Units Built | B Build Solar_Units Built | 0 | 0 | System | Generator | Build Solar 2042 | Build Solar | Units Built | 1 | - | 0 | 0 | 0 | 0 | 0 | 0 | 0 | 0 | 0 | 0 | 0 | 0 | 0 | 0 | 0 | 0 | 0 | 0 | 0 | 0
Build Solar 2042_Units Retired | Build Solar_Units Retired | B Build Solar_Units Retired | 0 | 0 | System | Generator | Build Solar 2042 | Build Solar | Units Retired | 1 | - | 0 | 0 | 0 | 0 | 0 | 0 | 0 | 0 | 0 | 0 | 0 | 0 | 0 | 0 | 0 | 0 | 0 | 0 | 0 | 0
Build Solar 2042_Capacity Built | Build Solar_Capacity Built | B Build Solar_Capacity Built | 0 | 0 | System | Generator | Build Solar 2042 | Build Solar | Capacity Built | 1 | MW | 0 | 0 | 0 | 0 | 0 | 0 | 0 | 0 | 0 | 0 | 0 | 0 | 0 | 0 | 0 | 0 | 0 | 0 | 0 | 0
Build Solar 2043_Units | Build Solar_Units | B Build Solar_Units | 0 | 0 | System | Generator | Build Solar 2043 | Build Solar | Units | 1 | - | 0 | 0 | 0 | 0 | 0 | 0 | 0 | 0 | 0 | 0 | 0 | 0 | 0 | 0 | 0 | 0 | 0 | 0 | 0 | 0
Build Solar 2043_Generation | Build Solar_Generation | B Build Solar_Generation | 0 | 0 | System | Generator | Build Solar 2043 | Build Solar | Generation | 1 | GWh | 0 | 0 | 0 | 0 | 0 | 0 | 0 | 0 | 0 | 0 | 0 | 0 | 0 | 0 | 0 | 0 | 0 | 0 | 0 | 0
Build Solar 2043_Capacity Factor | Build Solar_Capacity Factor | B Build Solar_Capacity Factor | 0 | 0 | System | Generator | Build Solar 2043 | Build Solar | Capacity Factor | 1 | % | 0 | 0 | 0 | 0 | 0 | 0 | 0 | 0 | 0 | 0 | 0 | 0 | 0 | 0 | 0 | 0 | 0 | 0 | 0 | 0
Build Solar 2043_FO&M Cost | Build Solar_FO&M Cost | B Build Solar_FO&M Cost | 0 | 0 | System | Generator | Build Solar 2043 | Build Solar | FO&M Cost | 1 | 0 | 0 | 0 | 0 | 0 | 0 | 0 | 0 | 0 | 0 | 0 | 0 | 0 | 0 | 0 | 0 | 0 | 0 | 0 | 0 | 0
Build Solar 2043_Generation Cost | Build Solar_Generation Cost | B Build Solar_Generation Cost | 0 | 0 | System | Generator | Build Solar 2043 | Build Solar | Generation Cost | 1 | 0 | 0 | 0 | 0 | 0 | 0 | 0 | 0 | 0 | 0 | 0 | 0 | 0 | 0 | 0 | 0 | 0 | 0 | 0 | 0 | 0
Build Solar 2043_Fixed Costs | Build Solar_Fixed Costs | B Build Solar_Fixed Costs | 0 | 0 | System | Generator | Build Solar 2043 | Build Solar | Fixed Costs | 1 | 0 | 0 | 0 | 0 | 0 | 0 | 0 | 0 | 0 | 0 | 0 | 0 | 0 | 0 | 0 | 0 | 0 | 0 | 0 | 0 | 0
Build Solar 2043_Pool Revenue | Build Solar_Pool Revenue | B Build Solar_Pool Revenue | 0 | 0 | System | Generator | Build Solar 2043 | Build Solar | Pool Revenue | 1 | 0 | 0 | 0 | 0 | 0 | 0 | 0 | 0 | 0 | 0 | 0 | 0 | 0 | 0 | 0 | 0 | 0 | 0 | 0 | 0 | 0
Build Solar 2043_Max Capacity | Build Solar_Max Capacity | B Build Solar_Max Capacity | 150 | 0 | System | Generator | Build Solar 2043 | Build Solar | Max Capacity | 1 | MW | 0 | 0 | 0 | 0 | 0 | 0 | 0 | 0 | 0 | 0 | 0 | 0 | 0 | 0 | 0 | 0 | 0 | 0 | 0 | 150
Build Solar 2043_Installed Capacity | Build Solar_Installed Capacity | B Build Solar_Installed Capacity | 0 | 0 | System | Generator | Build Solar 2043 | Build Solar | Installed Capacity | 1 | MW | 0 | 0 | 0 | 0 | 0 | 0 | 0 | 0 | 0 | 0 | 0 | 0 | 0 | 0 | 0 | 0 | 0 | 0 | 0 | 0
Build Solar 2043_Firm Capacity | Build Solar_Firm Capacity | B Build Solar_Firm Capacity | 0 | 0 | System | Generator | Build Solar 2043 | Build Solar | Firm Capacity | 1 | MW | 0 | 0 | 0 | 0 | 0 | 0 | 0 | 0 | 0 | 0 | 0 | 0 | 0 | 0 | 0 | 0 | 0 | 0 | 0 | 0
Build Solar 2043_Forced Outage Rate | Build Solar_Forced Outage Rate | B Build Solar_Forced Outage Rate | 0 | 0 | System | Generator | Build Solar 2043 | Build Solar | Forced Outage Rate | 1 | % | 0 | 0 | 0 | 0 | 0 | 0 | 0 | 0 | 0 | 0 | 0 | 0 | 0 | 0 | 0 | 0 | 0 | 0 | 0 | 0
Build Solar 2043_Outage Rate | Build Solar_Outage Rate | B Build Solar_Outage Rate | 0 | 0 | System | Generator | Build Solar 2043 | Build Solar | Outage Rate | 1 | % | 0 | 0 | 0 | 0 | 0 | 0 | 0 | 0 | 0 | 0 | 0 | 0 | 0 | 0 | 0 | 0 | 0 | 0 | 0 | 0
Build Solar 2043_Units Built | Build Solar_Units Built | B Build Solar_Units Built | 0 | 0 | System | Generator | Build Solar 2043 | Build Solar | Units Built | 1 | - | 0 | 0 | 0 | 0 | 0 | 0 | 0 | 0 | 0 | 0 | 0 | 0 | 0 | 0 | 0 | 0 | 0 | 0 | 0 | 0
Build Solar 2043_Units Retired | Build Solar_Units Retired | B Build Solar_Units Retired | 0 | 0 | System | Generator | Build Solar 2043 | Build Solar | Units Retired | 1 | - | 0 | 0 | 0 | 0 | 0 | 0 | 0 | 0 | 0 | 0 | 0 | 0 | 0 | 0 | 0 | 0 | 0 | 0 | 0 | 0
Build Solar 2043_Capacity Built | Build Solar_Capacity Built | B Build Solar_Capacity Built | 0 | 0 | System | Generator | Build Solar 2043 | Build Solar | Capacity Built | 1 | MW | 0 | 0 | 0 | 0 | 0 | 0 | 0 | 0 | 0 | 0 | 0 | 0 | 0 | 0 | 0 | 0 | 0 | 0 | 0 | 0
Build CT 2028_Units | Build CT_Units | B Build CT_Units | 0 | 0 | System | Generator | Build CT 2028 | Build CT | Units | 1 | - | 0 | 0 | 0 | 0 | 0 | 0 | 0 | 0 | 0 | 0 | 0 | 0 | 0 | 0 | 0 | 0 | 0 | 0 | 0 | 0
Build CT 2028_Generation | Build CT_Generation | B Build CT_Generation | 0 | 0 | System | Generator | Build CT 2028 | Build CT | Generation | 1 | GWh | 0 | 0 | 0 | 0 | 0 | 0 | 0 | 0 | 0 | 0 | 0 | 0 | 0 | 0 | 0 | 0 | 0 | 0 | 0 | 0
Build CT 2028_Capacity Factor | Build CT_Capacity Factor | B Build CT_Capacity Factor | 0 | 0 | System | Generator | Build CT 2028 | Build CT | Capacity Factor | 1 | % | 0 | 0 | 0 | 0 | 0 | 0 | 0 | 0 | 0 | 0 | 0 | 0 | 0 | 0 | 0 | 0 | 0 | 0 | 0 | 0
Build CT 2028_FO&M Cost | Build CT_FO&M Cost | B Build CT_FO&M Cost | 0 | 0 | System | Generator | Build CT 2028 | Build CT | FO&M Cost | 1 | 0 | 0 | 0 | 0 | 0 | 0 | 0 | 0 | 0 | 0 | 0 | 0 | 0 | 0 | 0 | 0 | 0 | 0 | 0 | 0 | 0
Build CT 2028_Generation Cost | Build CT_Generation Cost | B Build CT_Generation Cost | 0 | 0 | System | Generator | Build CT 2028 | Build CT | Generation Cost | 1 | 0 | 0 | 0 | 0 | 0 | 0 | 0 | 0 | 0 | 0 | 0 | 0 | 0 | 0 | 0 | 0 | 0 | 0 | 0 | 0 | 0
Build CT 2028_Fixed Costs | Build CT_Fixed Costs | B Build CT_Fixed Costs | 0 | 0 | System | Generator | Build CT 2028 | Build CT | Fixed Costs | 1 | 0 | 0 | 0 | 0 | 0 | 0 | 0 | 0 | 0 | 0 | 0 | 0 | 0 | 0 | 0 | 0 | 0 | 0 | 0 | 0 | 0
Build CT 2028_Pool Revenue | Build CT_Pool Revenue | B Build CT_Pool Revenue | 0 | 0 | System | Generator | Build CT 2028 | Build CT | Pool Revenue | 1 | 0 | 0 | 0 | 0 | 0 | 0 | 0 | 0 | 0 | 0 | 0 | 0 | 0 | 0 | 0 | 0 | 0 | 0 | 0 | 0 | 0
Build CT 2028_Max Capacity | Build CT_Max Capacity | B Build CT_Max Capacity | 415 | 0 | System | Generator | Build CT 2028 | Build CT | Max Capacity | 1 | MW | 0 | 0 | 0 | 0 | 415 | 415 | 415 | 415 | 415 | 415 | 415 | 415 | 415 | 415 | 415 | 415 | 415 | 415 | 415 | 415
Build CT 2028_Installed Capacity | Build CT_Installed Capacity | B Build CT_Installed Capacity | 0 | 0 | System | Generator | Build CT 2028 | Build CT | Installed Capacity | 1 | MW | 0 | 0 | 0 | 0 | 0 | 0 | 0 | 0 | 0 | 0 | 0 | 0 | 0 | 0 | 0 | 0 | 0 | 0 | 0 | 0
Build CT 2028_Firm Capacity | Build CT_Firm Capacity | B Build CT_Firm Capacity | 0 | 0 | System | Generator | Build CT 2028 | Build CT | Firm Capacity | 1 | MW | 0 | 0 | 0 | 0 | 0 | 0 | 0 | 0 | 0 | 0 | 0 | 0 | 0 | 0 | 0 | 0 | 0 | 0 | 0 | 0
Build CT 2028_Forced Outage Rate | Build CT_Forced Outage Rate | B Build CT_Forced Outage Rate | 0 | 0 | System | Generator | Build CT 2028 | Build CT | Forced Outage Rate | 1 | % | 0 | 0 | 0 | 0 | 0 | 0 | 0 | 0 | 0 | 0 | 0 | 0 | 0 | 0 | 0 | 0 | 0 | 0 | 0 | 0
Build CT 2028_Outage Rate | Build CT_Outage Rate | B Build CT_Outage Rate | 0 | 0 | System | Generator | Build CT 2028 | Build CT | Outage Rate | 1 | % | 0 | 0 | 0 | 0 | 0 | 0 | 0 | 0 | 0 | 0 | 0 | 0 | 0 | 0 | 0 | 0 | 0 | 0 | 0 | 0
Build CT 2028_Units Built | Build CT_Units Built | B Build CT_Units Built | 0 | 0 | System | Generator | Build CT 2028 | Build CT | Units Built | 1 | - | 0 | 0 | 0 | 0 | 0 | 0 | 0 | 0 | 0 | 0 | 0 | 0 | 0 | 0 | 0 | 0 | 0 | 0 | 0 | 0
Build CT 2028_Units Retired | Build CT_Units Retired | B Build CT_Units Retired | 0 | 0 | System | Generator | Build CT 2028 | Build CT | Units Retired | 1 | - | 0 | 0 | 0 | 0 | 0 | 0 | 0 | 0 | 0 | 0 | 0 | 0 | 0 | 0 | 0 | 0 | 0 | 0 | 0 | 0
Build CT 2028_Capacity Built | Build CT_Capacity Built | B Build CT_Capacity Built | 0 | 0 | System | Generator | Build CT 2028 | Build CT | Capacity Built | 1 | MW | 0 | 0 | 0 | 0 | 0 | 0 | 0 | 0 | 0 | 0 | 0 | 0 | 0 | 0 | 0 | 0 | 0 | 0 | 0 | 0
Build CT 2029_Units | Build CT_Units | B Build CT_Units | 1 | 0 | System | Generator | Build CT 2029 | Build CT | Units | 1 | - | 0 | 0 | 0 | 0 | 0 | 1 | 1 | 1 | 1 | 1 | 1 | 1 | 1 | 1 | 1 | 1 | 1 | 1 | 1 | 1
Build CT 2029_Generation | Build CT_Generation | B Build CT_Generation | 414.5345 | 0 | System | Generator | Build CT 2029 | Build CT | Generation | 1 | GWh | 0 | 0 | 0 | 0 | 0 | 71.7417 | 84.1937 | 414.5345 | 297.7053 | 294.9066 | 210.1653 | 154.3747 | 218.7113 | 285.0588 | 369.9893 | 97.608 | 259.2055 | 260.4149 | 201.371 | 216.4795
Build CT 2029_Capacity Factor | Build CT_Capacity Factor | B Build CT_Capacity Factor | 11.4027 | 0 | System | Generator | Build CT 2029 | Build CT | Capacity Factor | 1 | % | 0 | 0 | 0 | 0 | 0 | 1.9734 | 2.3159 | 11.4027 | 8.1667 | 8.1121 | 5.7811 | 4.2464 | 5.9997 | 7.8412 | 10.1774 | 2.6849 | 7.1106 | 7.1633 | 5.5392 | 5.9548
Build CT 2029_FO&M Cost | Build CT_FO&M Cost | B Build CT_FO&M Cost | 61906.7852 | 0 | System | Generator | Build CT 2029 | Build CT | FO&M Cost | 1 | 0 | 0 | 0 | 0 | 0 | 0 | 61906.7852 | 61258.2578 | 60289.4023 | 59561.2422 | 58578.4688 | 57823.6719 | 57129.2305 | 56623.0508 | 55817.1484 | 55175.1523 | 54544.0742 | 54070.4336 | 53312.7539 | 52713.0391 | 52125.2969
Build CT 2029_Generation Cost | Build CT_Generation Cost | B Build CT_Generation Cost | 20471.6133 | 0 | System | Generator | Build CT 2029 | Build CT | Generation Cost | 1 | 0 | 0 | 0 | 0 | 0 | 0 | 2725.6414 | 3238.5535 | 16713.0293 | 12406.3926 | 12892.709 | 9411.96 | 7408.293 | 10776.627 | 14936.6455 | 20471.6133 | 5442.6123 | 15578.7539 | 16648.3242 | 13157.3037 | 14695.874
Build CT 2029_Fixed Costs | Build CT_Fixed Costs | B Build CT_Fixed Costs | 61906.7852 | 0 | System | Generator | Build CT 2029 | Build CT | Fixed Costs | 1 | 0 | 0 | 0 | 0 | 0 | 0 | 61906.7852 | 61258.2578 | 60289.4023 | 59561.2422 | 58578.4688 | 57823.6719 | 57129.2305 | 56623.0508 | 55817.1484 | 55175.1523 | 54544.0742 | 54070.4336 | 53312.7539 | 52713.0391 | 52125.2969
Build CT 2029_Pool Revenue | Build CT_Pool Revenue | B Build CT_Pool Revenue | 15155.0918 | 0 | System | Generator | Build CT 2029 | Build CT | Pool Revenue | 1 | 0 | 0 | 0 | 0 | 0 | 0 | 2709.9497 | 3182.3477 | 12212.2881 | 9330.7031 | 9776.4795 | 7576.3418 | 5948.5239 | 8577.2842 | 11432.6035 | 15155.0918 | 5757.4741 | 12926.002 | 13208.3369 | 10798.9287 | 11952.6357
Build CT 2029_Max Capacity | Build CT_Max Capacity | B Build CT_Max Capacity | 415 | 0 | System | Generator | Build CT 2029 | Build CT | Max Capacity | 1 | MW | 0 | 0 | 0 | 0 | 0 | 415 | 415 | 415 | 415 | 415 | 415 | 415 | 415 | 415 | 415 | 415 | 415 | 415 | 415 | 415
Build CT 2029_Installed Capacity | Build CT_Installed Capacity | B Build CT_Installed Capacity | 415 | 0 | System | Generator | Build CT 2029 | Build CT | Installed Capacity | 1 | MW | 0 | 0 | 0 | 0 | 0 | 415 | 415 | 415 | 415 | 415 | 415 | 415 | 415 | 415 | 415 | 415 | 415 | 415 | 415 | 415
Build CT 2029_Firm Capacity | Build CT_Firm Capacity | B Build CT_Firm Capacity | 415 | 0 | System | Generator | Build CT 2029 | Build CT | Firm Capacity | 1 | MW | 0 | 0 | 0 | 0 | 0 | 415 | 415 | 415 | 415 | 415 | 415 | 415 | 415 | 415 | 415 | 415 | 415 | 415 | 415 | 415
Build CT 2029_Forced Outage Rate | Build CT_Forced Outage Rate | B Build CT_Forced Outage Rate | 0 | 0 | System | Generator | Build CT 2029 | Build CT | Forced Outage Rate | 1 | % | 0 | 0 | 0 | 0 | 0 | 0 | 0 | 0 | 0 | 0 | 0 | 0 | 0 | 0 | 0 | 0 | 0 | 0 | 0 | 0
Build CT 2029_Outage Rate | Build CT_Outage Rate | B Build CT_Outage Rate | 0 | 0 | System | Generator | Build CT 2029 | Build CT | Outage Rate | 1 | % | 0 | 0 | 0 | 0 | 0 | 0 | 0 | 0 | 0 | 0 | 0 | 0 | 0 | 0 | 0 | 0 | 0 | 0 | 0 | 0
Build CT 2029_Units Built | Build CT_Units Built | B Build CT_Units Built | 1 | 0 | System | Generator | Build CT 2029 | Build CT | Units Built | 1 | - | 0 | 0 | 0 | 0 | 0 | 1 | 0 | 0 | 0 | 0 | 0 | 0 | 0 | 0 | 0 | 0 | 0 | 0 | 0 | 0
Build CT 2029_Units Retired | Build CT_Units Retired | B Build CT_Units Retired | 0 | 0 | System | Generator | Build CT 2029 | Build CT | Units Retired | 1 | - | 0 | 0 | 0 | 0 | 0 | 0 | 0 | 0 | 0 | 0 | 0 | 0 | 0 | 0 | 0 | 0 | 0 | 0 | 0 | 0
Build CT 2029_Capacity Built | Build CT_Capacity Built | B Build CT_Capacity Built | 415 | 0 | System | Generator | Build CT 2029 | Build CT | Capacity Built | 1 | MW | 0 | 0 | 0 | 0 | 0 | 415 | 0 | 0 | 0 | 0 | 0 | 0 | 0 | 0 | 0 | 0 | 0 | 0 | 0 | 0
Build CT 2030_Units | Build CT_Units | B Build CT_Units | 0 | 0 | System | Generator | Build CT 2030 | Build CT | Units | 1 | - | 0 | 0 | 0 | 0 | 0 | 0 | 0 | 0 | 0 | 0 | 0 | 0 | 0 | 0 | 0 | 0 | 0 | 0 | 0 | 0
Build CT 2030_Generation | Build CT_Generation | B Build CT_Generation | 0 | 0 | System | Generator | Build CT 2030 | Build CT | Generation | 1 | GWh | 0 | 0 | 0 | 0 | 0 | 0 | 0 | 0 | 0 | 0 | 0 | 0 | 0 | 0 | 0 | 0 | 0 | 0 | 0 | 0
Build CT 2030_Capacity Factor | Build CT_Capacity Factor | B Build CT_Capacity Factor | 0 | 0 | System | Generator | Build CT 2030 | Build CT | Capacity Factor | 1 | % | 0 | 0 | 0 | 0 | 0 | 0 | 0 | 0 | 0 | 0 | 0 | 0 | 0 | 0 | 0 | 0 | 0 | 0 | 0 | 0
Build CT 2030_FO&M Cost | Build CT_FO&M Cost | B Build CT_FO&M Cost | 0 | 0 | System | Generator | Build CT 2030 | Build CT | FO&M Cost | 1 | 0 | 0 | 0 | 0 | 0 | 0 | 0 | 0 | 0 | 0 | 0 | 0 | 0 | 0 | 0 | 0 | 0 | 0 | 0 | 0 | 0
Build CT 2030_Generation Cost | Build CT_Generation Cost | B Build CT_Generation Cost | 0 | 0 | System | Generator | Build CT 2030 | Build CT | Generation Cost | 1 | 0 | 0 | 0 | 0 | 0 | 0 | 0 | 0 | 0 | 0 | 0 | 0 | 0 | 0 | 0 | 0 | 0 | 0 | 0 | 0 | 0
Build CT 2030_Fixed Costs | Build CT_Fixed Costs | B Build CT_Fixed Costs | 0 | 0 | System | Generator | Build CT 2030 | Build CT | Fixed Costs | 1 | 0 | 0 | 0 | 0 | 0 | 0 | 0 | 0 | 0 | 0 | 0 | 0 | 0 | 0 | 0 | 0 | 0 | 0 | 0 | 0 | 0
Build CT 2030_Pool Revenue | Build CT_Pool Revenue | B Build CT_Pool Revenue | 0 | 0 | System | Generator | Build CT 2030 | Build CT | Pool Revenue | 1 | 0 | 0 | 0 | 0 | 0 | 0 | 0 | 0 | 0 | 0 | 0 | 0 | 0 | 0 | 0 | 0 | 0 | 0 | 0 | 0 | 0
Build CT 2030_Max Capacity | Build CT_Max Capacity | B Build CT_Max Capacity | 415 | 0 | System | Generator | Build CT 2030 | Build CT | Max Capacity | 1 | MW | 0 | 0 | 0 | 0 | 0 | 0 | 415 | 415 | 415 | 415 | 415 | 415 | 415 | 415 | 415 | 415 | 415 | 415 | 415 | 415
Build CT 2030_Installed Capacity | Build CT_Installed Capacity | B Build CT_Installed Capacity | 0 | 0 | System | Generator | Build CT 2030 | Build CT | Installed Capacity | 1 | MW | 0 | 0 | 0 | 0 | 0 | 0 | 0 | 0 | 0 | 0 | 0 | 0 | 0 | 0 | 0 | 0 | 0 | 0 | 0 | 0
Build CT 2030_Firm Capacity | Build CT_Firm Capacity | B Build CT_Firm Capacity | 0 | 0 | System | Generator | Build CT 2030 | Build CT | Firm Capacity | 1 | MW | 0 | 0 | 0 | 0 | 0 | 0 | 0 | 0 | 0 | 0 | 0 | 0 | 0 | 0 | 0 | 0 | 0 | 0 | 0 | 0
Build CT 2030_Forced Outage Rate | Build CT_Forced Outage Rate | B Build CT_Forced Outage Rate | 0 | 0 | System | Generator | Build CT 2030 | Build CT | Forced Outage Rate | 1 | % | 0 | 0 | 0 | 0 | 0 | 0 | 0 | 0 | 0 | 0 | 0 | 0 | 0 | 0 | 0 | 0 | 0 | 0 | 0 | 0
Build CT 2030_Outage Rate | Build CT_Outage Rate | B Build CT_Outage Rate | 0 | 0 | System | Generator | Build CT 2030 | Build CT | Outage Rate | 1 | % | 0 | 0 | 0 | 0 | 0 | 0 | 0 | 0 | 0 | 0 | 0 | 0 | 0 | 0 | 0 | 0 | 0 | 0 | 0 | 0
Build CT 2030_Units Built | Build CT_Units Built | B Build CT_Units Built | 0 | 0 | System | Generator | Build CT 2030 | Build CT | Units Built | 1 | - | 0 | 0 | 0 | 0 | 0 | 0 | 0 | 0 | 0 | 0 | 0 | 0 | 0 | 0 | 0 | 0 | 0 | 0 | 0 | 0
Build CT 2030_Units Retired | Build CT_Units Retired | B Build CT_Units Retired | 0 | 0 | System | Generator | Build CT 2030 | Build CT | Units Retired | 1 | - | 0 | 0 | 0 | 0 | 0 | 0 | 0 | 0 | 0 | 0 | 0 | 0 | 0 | 0 | 0 | 0 | 0 | 0 | 0 | 0
Build CT 2030_Capacity Built | Build CT_Capacity Built | B Build CT_Capacity Built | 0 | 0 | System | Generator | Build CT 2030 | Build CT | Capacity Built | 1 | MW | 0 | 0 | 0 | 0 | 0 | 0 | 0 | 0 | 0 | 0 | 0 | 0 | 0 | 0 | 0 | 0 | 0 | 0 | 0 | 0
Build CT 2031_Units | Build CT_Units | B Build CT_Units | 0 | 0 | System | Generator | Build CT 2031 | Build CT | Units | 1 | - | 0 | 0 | 0 | 0 | 0 | 0 | 0 | 0 | 0 | 0 | 0 | 0 | 0 | 0 | 0 | 0 | 0 | 0 | 0 | 0
Build CT 2031_Generation | Build CT_Generation | B Build CT_Generation | 0 | 0 | System | Generator | Build CT 2031 | Build CT | Generation | 1 | GWh | 0 | 0 | 0 | 0 | 0 | 0 | 0 | 0 | 0 | 0 | 0 | 0 | 0 | 0 | 0 | 0 | 0 | 0 | 0 | 0
Build CT 2031_Capacity Factor | Build CT_Capacity Factor | B Build CT_Capacity Factor | 0 | 0 | System | Generator | Build CT 2031 | Build CT | Capacity Factor | 1 | % | 0 | 0 | 0 | 0 | 0 | 0 | 0 | 0 | 0 | 0 | 0 | 0 | 0 | 0 | 0 | 0 | 0 | 0 | 0 | 0
Build CT 2031_FO&M Cost | Build CT_FO&M Cost | B Build CT_FO&M Cost | 0 | 0 | System | Generator | Build CT 2031 | Build CT | FO&M Cost | 1 | 0 | 0 | 0 | 0 | 0 | 0 | 0 | 0 | 0 | 0 | 0 | 0 | 0 | 0 | 0 | 0 | 0 | 0 | 0 | 0 | 0
Build CT 2031_Generation Cost | Build CT_Generation Cost | B Build CT_Generation Cost | 0 | 0 | System | Generator | Build CT 2031 | Build CT | Generation Cost | 1 | 0 | 0 | 0 | 0 | 0 | 0 | 0 | 0 | 0 | 0 | 0 | 0 | 0 | 0 | 0 | 0 | 0 | 0 | 0 | 0 | 0
Build CT 2031_Fixed Costs | Build CT_Fixed Costs | B Build CT_Fixed Costs | 0 | 0 | System | Generator | Build CT 2031 | Build CT | Fixed Costs | 1 | 0 | 0 | 0 | 0 | 0 | 0 | 0 | 0 | 0 | 0 | 0 | 0 | 0 | 0 | 0 | 0 | 0 | 0 | 0 | 0 | 0
Build CT 2031_Pool Revenue | Build CT_Pool Revenue | B Build CT_Pool Revenue | 0 | 0 | System | Generator | Build CT 2031 | Build CT | Pool Revenue | 1 | 0 | 0 | 0 | 0 | 0 | 0 | 0 | 0 | 0 | 0 | 0 | 0 | 0 | 0 | 0 | 0 | 0 | 0 | 0 | 0 | 0
Build CT 2031_Max Capacity | Build CT_Max Capacity | B Build CT_Max Capacity | 415 | 0 | System | Generator | Build CT 2031 | Build CT | Max Capacity | 1 | MW | 0 | 0 | 0 | 0 | 0 | 0 | 0 | 415 | 415 | 415 | 415 | 415 | 415 | 415 | 415 | 415 | 415 | 415 | 415 | 415
Build CT 2031_Installed Capacity | Build CT_Installed Capacity | B Build CT_Installed Capacity | 0 | 0 | System | Generator | Build CT 2031 | Build CT | Installed Capacity | 1 | MW | 0 | 0 | 0 | 0 | 0 | 0 | 0 | 0 | 0 | 0 | 0 | 0 | 0 | 0 | 0 | 0 | 0 | 0 | 0 | 0
Build CT 2031_Firm Capacity | Build CT_Firm Capacity | B Build CT_Firm Capacity | 0 | 0 | System | Generator | Build CT 2031 | Build CT | Firm Capacity | 1 | MW | 0 | 0 | 0 | 0 | 0 | 0 | 0 | 0 | 0 | 0 | 0 | 0 | 0 | 0 | 0 | 0 | 0 | 0 | 0 | 0
Build CT 2031_Forced Outage Rate | Build CT_Forced Outage Rate | B Build CT_Forced Outage Rate | 0 | 0 | System | Generator | Build CT 2031 | Build CT | Forced Outage Rate | 1 | % | 0 | 0 | 0 | 0 | 0 | 0 | 0 | 0 | 0 | 0 | 0 | 0 | 0 | 0 | 0 | 0 | 0 | 0 | 0 | 0
Build CT 2031_Outage Rate | Build CT_Outage Rate | B Build CT_Outage Rate | 0 | 0 | System | Generator | Build CT 2031 | Build CT | Outage Rate | 1 | % | 0 | 0 | 0 | 0 | 0 | 0 | 0 | 0 | 0 | 0 | 0 | 0 | 0 | 0 | 0 | 0 | 0 | 0 | 0 | 0
Build CT 2031_Units Built | Build CT_Units Built | B Build CT_Units Built | 0 | 0 | System | Generator | Build CT 2031 | Build CT | Units Built | 1 | - | 0 | 0 | 0 | 0 | 0 | 0 | 0 | 0 | 0 | 0 | 0 | 0 | 0 | 0 | 0 | 0 | 0 | 0 | 0 | 0
Build CT 2031_Units Retired | Build CT_Units Retired | B Build CT_Units Retired | 0 | 0 | System | Generator | Build CT 2031 | Build CT | Units Retired | 1 | - | 0 | 0 | 0 | 0 | 0 | 0 | 0 | 0 | 0 | 0 | 0 | 0 | 0 | 0 | 0 | 0 | 0 | 0 | 0 | 0
Build CT 2031_Capacity Built | Build CT_Capacity Built | B Build CT_Capacity Built | 0 | 0 | System | Generator | Build CT 2031 | Build CT | Capacity Built | 1 | MW | 0 | 0 | 0 | 0 | 0 | 0 | 0 | 0 | 0 | 0 | 0 | 0 | 0 | 0 | 0 | 0 | 0 | 0 | 0 | 0
Build CT 2032_Units | Build CT_Units | B Build CT_Units | 0 | 0 | System | Generator | Build CT 2032 | Build CT | Units | 1 | - | 0 | 0 | 0 | 0 | 0 | 0 | 0 | 0 | 0 | 0 | 0 | 0 | 0 | 0 | 0 | 0 | 0 | 0 | 0 | 0
Build CT 2032_Generation | Build CT_Generation | B Build CT_Generation | 0 | 0 | System | Generator | Build CT 2032 | Build CT | Generation | 1 | GWh | 0 | 0 | 0 | 0 | 0 | 0 | 0 | 0 | 0 | 0 | 0 | 0 | 0 | 0 | 0 | 0 | 0 | 0 | 0 | 0
Build CT 2032_Capacity Factor | Build CT_Capacity Factor | B Build CT_Capacity Factor | 0 | 0 | System | Generator | Build CT 2032 | Build CT | Capacity Factor | 1 | % | 0 | 0 | 0 | 0 | 0 | 0 | 0 | 0 | 0 | 0 | 0 | 0 | 0 | 0 | 0 | 0 | 0 | 0 | 0 | 0
Build CT 2032_FO&M Cost | Build CT_FO&M Cost | B Build CT_FO&M Cost | 0 | 0 | System | Generator | Build CT 2032 | Build CT | FO&M Cost | 1 | 0 | 0 | 0 | 0 | 0 | 0 | 0 | 0 | 0 | 0 | 0 | 0 | 0 | 0 | 0 | 0 | 0 | 0 | 0 | 0 | 0
Build CT 2032_Generation Cost | Build CT_Generation Cost | B Build CT_Generation Cost | 0 | 0 | System | Generator | Build CT 2032 | Build CT | Generation Cost | 1 | 0 | 0 | 0 | 0 | 0 | 0 | 0 | 0 | 0 | 0 | 0 | 0 | 0 | 0 | 0 | 0 | 0 | 0 | 0 | 0 | 0
Build CT 2032_Fixed Costs | Build CT_Fixed Costs | B Build CT_Fixed Costs | 0 | 0 | System | Generator | Build CT 2032 | Build CT | Fixed Costs | 1 | 0 | 0 | 0 | 0 | 0 | 0 | 0 | 0 | 0 | 0 | 0 | 0 | 0 | 0 | 0 | 0 | 0 | 0 | 0 | 0 | 0
Build CT 2032_Pool Revenue | Build CT_Pool Revenue | B Build CT_Pool Revenue | 0 | 0 | System | Generator | Build CT 2032 | Build CT | Pool Revenue | 1 | 0 | 0 | 0 | 0 | 0 | 0 | 0 | 0 | 0 | 0 | 0 | 0 | 0 | 0 | 0 | 0 | 0 | 0 | 0 | 0 | 0
Build CT 2032_Max Capacity | Build CT_Max Capacity | B Build CT_Max Capacity | 415 | 0 | System | Generator | Build CT 2032 | Build CT | Max Capacity | 1 | MW | 0 | 0 | 0 | 0 | 0 | 0 | 0 | 0 | 415 | 415 | 415 | 415 | 415 | 415 | 415 | 415 | 415 | 415 | 415 | 415
Build CT 2032_Installed Capacity | Build CT_Installed Capacity | B Build CT_Installed Capacity | 0 | 0 | System | Generator | Build CT 2032 | Build CT | Installed Capacity | 1 | MW | 0 | 0 | 0 | 0 | 0 | 0 | 0 | 0 | 0 | 0 | 0 | 0 | 0 | 0 | 0 | 0 | 0 | 0 | 0 | 0
Build CT 2032_Firm Capacity | Build CT_Firm Capacity | B Build CT_Firm Capacity | 0 | 0 | System | Generator | Build CT 2032 | Build CT | Firm Capacity | 1 | MW | 0 | 0 | 0 | 0 | 0 | 0 | 0 | 0 | 0 | 0 | 0 | 0 | 0 | 0 | 0 | 0 | 0 | 0 | 0 | 0
Build CT 2032_Forced Outage Rate | Build CT_Forced Outage Rate | B Build CT_Forced Outage Rate | 0 | 0 | System | Generator | Build CT 2032 | Build CT | Forced Outage Rate | 1 | % | 0 | 0 | 0 | 0 | 0 | 0 | 0 | 0 | 0 | 0 | 0 | 0 | 0 | 0 | 0 | 0 | 0 | 0 | 0 | 0
Build CT 2032_Outage Rate | Build CT_Outage Rate | B Build CT_Outage Rate | 0 | 0 | System | Generator | Build CT 2032 | Build CT | Outage Rate | 1 | % | 0 | 0 | 0 | 0 | 0 | 0 | 0 | 0 | 0 | 0 | 0 | 0 | 0 | 0 | 0 | 0 | 0 | 0 | 0 | 0
Build CT 2032_Units Built | Build CT_Units Built | B Build CT_Units Built | 0 | 0 | System | Generator | Build CT 2032 | Build CT | Units Built | 1 | - | 0 | 0 | 0 | 0 | 0 | 0 | 0 | 0 | 0 | 0 | 0 | 0 | 0 | 0 | 0 | 0 | 0 | 0 | 0 | 0
Build CT 2032_Units Retired | Build CT_Units Retired | B Build CT_Units Retired | 0 | 0 | System | Generator | Build CT 2032 | Build CT | Units Retired | 1 | - | 0 | 0 | 0 | 0 | 0 | 0 | 0 | 0 | 0 | 0 | 0 | 0 | 0 | 0 | 0 | 0 | 0 | 0 | 0 | 0
Build CT 2032_Capacity Built | Build CT_Capacity Built | B Build CT_Capacity Built | 0 | 0 | System | Generator | Build CT 2032 | Build CT | Capacity Built | 1 | MW | 0 | 0 | 0 | 0 | 0 | 0 | 0 | 0 | 0 | 0 | 0 | 0 | 0 | 0 | 0 | 0 | 0 | 0 | 0 | 0
Build CT 2033_Units | Build CT_Units | B Build CT_Units | 0 | 0 | System | Generator | Build CT 2033 | Build CT | Units | 1 | - | 0 | 0 | 0 | 0 | 0 | 0 | 0 | 0 | 0 | 0 | 0 | 0 | 0 | 0 | 0 | 0 | 0 | 0 | 0 | 0
Build CT 2033_Generation | Build CT_Generation | B Build CT_Generation | 0 | 0 | System | Generator | Build CT 2033 | Build CT | Generation | 1 | GWh | 0 | 0 | 0 | 0 | 0 | 0 | 0 | 0 | 0 | 0 | 0 | 0 | 0 | 0 | 0 | 0 | 0 | 0 | 0 | 0
Build CT 2033_Capacity Factor | Build CT_Capacity Factor | B Build CT_Capacity Factor | 0 | 0 | System | Generator | Build CT 2033 | Build CT | Capacity Factor | 1 | % | 0 | 0 | 0 | 0 | 0 | 0 | 0 | 0 | 0 | 0 | 0 | 0 | 0 | 0 | 0 | 0 | 0 | 0 | 0 | 0
Build CT 2033_FO&M Cost | Build CT_FO&M Cost | B Build CT_FO&M Cost | 0 | 0 | System | Generator | Build CT 2033 | Build CT | FO&M Cost | 1 | 0 | 0 | 0 | 0 | 0 | 0 | 0 | 0 | 0 | 0 | 0 | 0 | 0 | 0 | 0 | 0 | 0 | 0 | 0 | 0 | 0
Build CT 2033_Generation Cost | Build CT_Generation Cost | B Build CT_Generation Cost | 0 | 0 | System | Generator | Build CT 2033 | Build CT | Generation Cost | 1 | 0 | 0 | 0 | 0 | 0 | 0 | 0 | 0 | 0 | 0 | 0 | 0 | 0 | 0 | 0 | 0 | 0 | 0 | 0 | 0 | 0
Build CT 2033_Fixed Costs | Build CT_Fixed Costs | B Build CT_Fixed Costs | 0 | 0 | System | Generator | Build CT 2033 | Build CT | Fixed Costs | 1 | 0 | 0 | 0 | 0 | 0 | 0 | 0 | 0 | 0 | 0 | 0 | 0 | 0 | 0 | 0 | 0 | 0 | 0 | 0 | 0 | 0
Build CT 2033_Pool Revenue | Build CT_Pool Revenue | B Build CT_Pool Revenue | 0 | 0 | System | Generator | Build CT 2033 | Build CT | Pool Revenue | 1 | 0 | 0 | 0 | 0 | 0 | 0 | 0 | 0 | 0 | 0 | 0 | 0 | 0 | 0 | 0 | 0 | 0 | 0 | 0 | 0 | 0
Build CT 2033_Max Capacity | Build CT_Max Capacity | B Build CT_Max Capacity | 415 | 0 | System | Generator | Build CT 2033 | Build CT | Max Capacity | 1 | MW | 0 | 0 | 0 | 0 | 0 | 0 | 0 | 0 | 0 | 415 | 415 | 415 | 415 | 415 | 415 | 415 | 415 | 415 | 415 | 415
Build CT 2033_Installed Capacity | Build CT_Installed Capacity | B Build CT_Installed Capacity | 0 | 0 | System | Generator | Build CT 2033 | Build CT | Installed Capacity | 1 | MW | 0 | 0 | 0 | 0 | 0 | 0 | 0 | 0 | 0 | 0 | 0 | 0 | 0 | 0 | 0 | 0 | 0 | 0 | 0 | 0
Build CT 2033_Firm Capacity | Build CT_Firm Capacity | B Build CT_Firm Capacity | 0 | 0 | System | Generator | Build CT 2033 | Build CT | Firm Capacity | 1 | MW | 0 | 0 | 0 | 0 | 0 | 0 | 0 | 0 | 0 | 0 | 0 | 0 | 0 | 0 | 0 | 0 | 0 | 0 | 0 | 0
Build CT 2033_Forced Outage Rate | Build CT_Forced Outage Rate | B Build CT_Forced Outage Rate | 0 | 0 | System | Generator | Build CT 2033 | Build CT | Forced Outage Rate | 1 | % | 0 | 0 | 0 | 0 | 0 | 0 | 0 | 0 | 0 | 0 | 0 | 0 | 0 | 0 | 0 | 0 | 0 | 0 | 0 | 0
Build CT 2033_Outage Rate | Build CT_Outage Rate | B Build CT_Outage Rate | 0 | 0 | System | Generator | Build CT 2033 | Build CT | Outage Rate | 1 | % | 0 | 0 | 0 | 0 | 0 | 0 | 0 | 0 | 0 | 0 | 0 | 0 | 0 | 0 | 0 | 0 | 0 | 0 | 0 | 0
Build CT 2033_Units Built | Build CT_Units Built | B Build CT_Units Built | 0 | 0 | System | Generator | Build CT 2033 | Build CT | Units Built | 1 | - | 0 | 0 | 0 | 0 | 0 | 0 | 0 | 0 | 0 | 0 | 0 | 0 | 0 | 0 | 0 | 0 | 0 | 0 | 0 | 0
Build CT 2033_Units Retired | Build CT_Units Retired | B Build CT_Units Retired | 0 | 0 | System | Generator | Build CT 2033 | Build CT | Units Retired | 1 | - | 0 | 0 | 0 | 0 | 0 | 0 | 0 | 0 | 0 | 0 | 0 | 0 | 0 | 0 | 0 | 0 | 0 | 0 | 0 | 0
Build CT 2033_Capacity Built | Build CT_Capacity Built | B Build CT_Capacity Built | 0 | 0 | System | Generator | Build CT 2033 | Build CT | Capacity Built | 1 | MW | 0 | 0 | 0 | 0 | 0 | 0 | 0 | 0 | 0 | 0 | 0 | 0 | 0 | 0 | 0 | 0 | 0 | 0 | 0 | 0
Build CT 2034_Units | Build CT_Units | B Build CT_Units | 0 | 0 | System | Generator | Build CT 2034 | Build CT | Units | 1 | - | 0 | 0 | 0 | 0 | 0 | 0 | 0 | 0 | 0 | 0 | 0 | 0 | 0 | 0 | 0 | 0 | 0 | 0 | 0 | 0
Build CT 2034_Generation | Build CT_Generation | B Build CT_Generation | 0 | 0 | System | Generator | Build CT 2034 | Build CT | Generation | 1 | GWh | 0 | 0 | 0 | 0 | 0 | 0 | 0 | 0 | 0 | 0 | 0 | 0 | 0 | 0 | 0 | 0 | 0 | 0 | 0 | 0
Build CT 2034_Capacity Factor | Build CT_Capacity Factor | B Build CT_Capacity Factor | 0 | 0 | System | Generator | Build CT 2034 | Build CT | Capacity Factor | 1 | % | 0 | 0 | 0 | 0 | 0 | 0 | 0 | 0 | 0 | 0 | 0 | 0 | 0 | 0 | 0 | 0 | 0 | 0 | 0 | 0
Build CT 2034_FO&M Cost | Build CT_FO&M Cost | B Build CT_FO&M Cost | 0 | 0 | System | Generator | Build CT 2034 | Build CT | FO&M Cost | 1 | 0 | 0 | 0 | 0 | 0 | 0 | 0 | 0 | 0 | 0 | 0 | 0 | 0 | 0 | 0 | 0 | 0 | 0 | 0 | 0 | 0
Build CT 2034_Generation Cost | Build CT_Generation Cost | B Build CT_Generation Cost | 0 | 0 | System | Generator | Build CT 2034 | Build CT | Generation Cost | 1 | 0 | 0 | 0 | 0 | 0 | 0 | 0 | 0 | 0 | 0 | 0 | 0 | 0 | 0 | 0 | 0 | 0 | 0 | 0 | 0 | 0
Build CT 2034_Fixed Costs | Build CT_Fixed Costs | B Build CT_Fixed Costs | 0 | 0 | System | Generator | Build CT 2034 | Build CT | Fixed Costs | 1 | 0 | 0 | 0 | 0 | 0 | 0 | 0 | 0 | 0 | 0 | 0 | 0 | 0 | 0 | 0 | 0 | 0 | 0 | 0 | 0 | 0
Build CT 2034_Pool Revenue | Build CT_Pool Revenue | B Build CT_Pool Revenue | 0 | 0 | System | Generator | Build CT 2034 | Build CT | Pool Revenue | 1 | 0 | 0 | 0 | 0 | 0 | 0 | 0 | 0 | 0 | 0 | 0 | 0 | 0 | 0 | 0 | 0 | 0 | 0 | 0 | 0 | 0
Build CT 2034_Max Capacity | Build CT_Max Capacity | B Build CT_Max Capacity | 415 | 0 | System | Generator | Build CT 2034 | Build CT | Max Capacity | 1 | MW | 0 | 0 | 0 | 0 | 0 | 0 | 0 | 0 | 0 | 0 | 415 | 415 | 415 | 415 | 415 | 415 | 415 | 415 | 415 | 415
Build CT 2034_Installed Capacity | Build CT_Installed Capacity | B Build CT_Installed Capacity | 0 | 0 | System | Generator | Build CT 2034 | Build CT | Installed Capacity | 1 | MW | 0 | 0 | 0 | 0 | 0 | 0 | 0 | 0 | 0 | 0 | 0 | 0 | 0 | 0 | 0 | 0 | 0 | 0 | 0 | 0
Build CT 2034_Firm Capacity | Build CT_Firm Capacity | B Build CT_Firm Capacity | 0 | 0 | System | Generator | Build CT 2034 | Build CT | Firm Capacity | 1 | MW | 0 | 0 | 0 | 0 | 0 | 0 | 0 | 0 | 0 | 0 | 0 | 0 | 0 | 0 | 0 | 0 | 0 | 0 | 0 | 0
Build CT 2034_Forced Outage Rate | Build CT_Forced Outage Rate | B Build CT_Forced Outage Rate | 0 | 0 | System | Generator | Build CT 2034 | Build CT | Forced Outage Rate | 1 | % | 0 | 0 | 0 | 0 | 0 | 0 | 0 | 0 | 0 | 0 | 0 | 0 | 0 | 0 | 0 | 0 | 0 | 0 | 0 | 0
Build CT 2034_Outage Rate | Build CT_Outage Rate | B Build CT_Outage Rate | 0 | 0 | System | Generator | Build CT 2034 | Build CT | Outage Rate | 1 | % | 0 | 0 | 0 | 0 | 0 | 0 | 0 | 0 | 0 | 0 | 0 | 0 | 0 | 0 | 0 | 0 | 0 | 0 | 0 | 0
Build CT 2034_Units Built | Build CT_Units Built | B Build CT_Units Built | 0 | 0 | System | Generator | Build CT 2034 | Build CT | Units Built | 1 | - | 0 | 0 | 0 | 0 | 0 | 0 | 0 | 0 | 0 | 0 | 0 | 0 | 0 | 0 | 0 | 0 | 0 | 0 | 0 | 0
Build CT 2034_Units Retired | Build CT_Units Retired | B Build CT_Units Retired | 0 | 0 | System | Generator | Build CT 2034 | Build CT | Units Retired | 1 | - | 0 | 0 | 0 | 0 | 0 | 0 | 0 | 0 | 0 | 0 | 0 | 0 | 0 | 0 | 0 | 0 | 0 | 0 | 0 | 0
Build CT 2034_Capacity Built | Build CT_Capacity Built | B Build CT_Capacity Built | 0 | 0 | System | Generator | Build CT 2034 | Build CT | Capacity Built | 1 | MW | 0 | 0 | 0 | 0 | 0 | 0 | 0 | 0 | 0 | 0 | 0 | 0 | 0 | 0 | 0 | 0 | 0 | 0 | 0 | 0
Build CT 2035_Units | Build CT_Units | B Build CT_Units | 0 | 0 | System | Generator | Build CT 2035 | Build CT | Units | 1 | - | 0 | 0 | 0 | 0 | 0 | 0 | 0 | 0 | 0 | 0 | 0 | 0 | 0 | 0 | 0 | 0 | 0 | 0 | 0 | 0
Build CT 2035_Generation | Build CT_Generation | B Build CT_Generation | 0 | 0 | System | Generator | Build CT 2035 | Build CT | Generation | 1 | GWh | 0 | 0 | 0 | 0 | 0 | 0 | 0 | 0 | 0 | 0 | 0 | 0 | 0 | 0 | 0 | 0 | 0 | 0 | 0 | 0
Build CT 2035_Capacity Factor | Build CT_Capacity Factor | B Build CT_Capacity Factor | 0 | 0 | System | Generator | Build CT 2035 | Build CT | Capacity Factor | 1 | % | 0 | 0 | 0 | 0 | 0 | 0 | 0 | 0 | 0 | 0 | 0 | 0 | 0 | 0 | 0 | 0 | 0 | 0 | 0 | 0
Build CT 2035_FO&M Cost | Build CT_FO&M Cost | B Build CT_FO&M Cost | 0 | 0 | System | Generator | Build CT 2035 | Build CT | FO&M Cost | 1 | 0 | 0 | 0 | 0 | 0 | 0 | 0 | 0 | 0 | 0 | 0 | 0 | 0 | 0 | 0 | 0 | 0 | 0 | 0 | 0 | 0
Build CT 2035_Generation Cost | Build CT_Generation Cost | B Build CT_Generation Cost | 0 | 0 | System | Generator | Build CT 2035 | Build CT | Generation Cost | 1 | 0 | 0 | 0 | 0 | 0 | 0 | 0 | 0 | 0 | 0 | 0 | 0 | 0 | 0 | 0 | 0 | 0 | 0 | 0 | 0 | 0
Build CT 2035_Fixed Costs | Build CT_Fixed Costs | B Build CT_Fixed Costs | 0 | 0 | System | Generator | Build CT 2035 | Build CT | Fixed Costs | 1 | 0 | 0 | 0 | 0 | 0 | 0 | 0 | 0 | 0 | 0 | 0 | 0 | 0 | 0 | 0 | 0 | 0 | 0 | 0 | 0 | 0
Build CT 2035_Pool Revenue | Build CT_Pool Revenue | B Build CT_Pool Revenue | 0 | 0 | System | Generator | Build CT 2035 | Build CT | Pool Revenue | 1 | 0 | 0 | 0 | 0 | 0 | 0 | 0 | 0 | 0 | 0 | 0 | 0 | 0 | 0 | 0 | 0 | 0 | 0 | 0 | 0 | 0
Build CT 2035_Max Capacity | Build CT_Max Capacity | B Build CT_Max Capacity | 415 | 0 | System | Generator | Build CT 2035 | Build CT | Max Capacity | 1 | MW | 0 | 0 | 0 | 0 | 0 | 0 | 0 | 0 | 0 | 0 | 0 | 415 | 415 | 415 | 415 | 415 | 415 | 415 | 415 | 415
Build CT 2035_Installed Capacity | Build CT_Installed Capacity | B Build CT_Installed Capacity | 0 | 0 | System | Generator | Build CT 2035 | Build CT | Installed Capacity | 1 | MW | 0 | 0 | 0 | 0 | 0 | 0 | 0 | 0 | 0 | 0 | 0 | 0 | 0 | 0 | 0 | 0 | 0 | 0 | 0 | 0
Build CT 2035_Firm Capacity | Build CT_Firm Capacity | B Build CT_Firm Capacity | 0 | 0 | System | Generator | Build CT 2035 | Build CT | Firm Capacity | 1 | MW | 0 | 0 | 0 | 0 | 0 | 0 | 0 | 0 | 0 | 0 | 0 | 0 | 0 | 0 | 0 | 0 | 0 | 0 | 0 | 0
Build CT 2035_Forced Outage Rate | Build CT_Forced Outage Rate | B Build CT_Forced Outage Rate | 0 | 0 | System | Generator | Build CT 2035 | Build CT | Forced Outage Rate | 1 | % | 0 | 0 | 0 | 0 | 0 | 0 | 0 | 0 | 0 | 0 | 0 | 0 | 0 | 0 | 0 | 0 | 0 | 0 | 0 | 0
Build CT 2035_Outage Rate | Build CT_Outage Rate | B Build CT_Outage Rate | 0 | 0 | System | Generator | Build CT 2035 | Build CT | Outage Rate | 1 | % | 0 | 0 | 0 | 0 | 0 | 0 | 0 | 0 | 0 | 0 | 0 | 0 | 0 | 0 | 0 | 0 | 0 | 0 | 0 | 0
Build CT 2035_Units Built | Build CT_Units Built | B Build CT_Units Built | 0 | 0 | System | Generator | Build CT 2035 | Build CT | Units Built | 1 | - | 0 | 0 | 0 | 0 | 0 | 0 | 0 | 0 | 0 | 0 | 0 | 0 | 0 | 0 | 0 | 0 | 0 | 0 | 0 | 0
Build CT 2035_Units Retired | Build CT_Units Retired | B Build CT_Units Retired | 0 | 0 | System | Generator | Build CT 2035 | Build CT | Units Retired | 1 | - | 0 | 0 | 0 | 0 | 0 | 0 | 0 | 0 | 0 | 0 | 0 | 0 | 0 | 0 | 0 | 0 | 0 | 0 | 0 | 0
Build CT 2035_Capacity Built | Build CT_Capacity Built | B Build CT_Capacity Built | 0 | 0 | System | Generator | Build CT 2035 | Build CT | Capacity Built | 1 | MW | 0 | 0 | 0 | 0 | 0 | 0 | 0 | 0 | 0 | 0 | 0 | 0 | 0 | 0 | 0 | 0 | 0 | 0 | 0 | 0
Build CT 2036_Units | Build CT_Units | B Build CT_Units | 0 | 0 | System | Generator | Build CT 2036 | Build CT | Units | 1 | - | 0 | 0 | 0 | 0 | 0 | 0 | 0 | 0 | 0 | 0 | 0 | 0 | 0 | 0 | 0 | 0 | 0 | 0 | 0 | 0
Build CT 2036_Generation | Build CT_Generation | B Build CT_Generation | 0 | 0 | System | Generator | Build CT 2036 | Build CT | Generation | 1 | GWh | 0 | 0 | 0 | 0 | 0 | 0 | 0 | 0 | 0 | 0 | 0 | 0 | 0 | 0 | 0 | 0 | 0 | 0 | 0 | 0
Build CT 2036_Capacity Factor | Build CT_Capacity Factor | B Build CT_Capacity Factor | 0 | 0 | System | Generator | Build CT 2036 | Build CT | Capacity Factor | 1 | % | 0 | 0 | 0 | 0 | 0 | 0 | 0 | 0 | 0 | 0 | 0 | 0 | 0 | 0 | 0 | 0 | 0 | 0 | 0 | 0
Build CT 2036_FO&M Cost | Build CT_FO&M Cost | B Build CT_FO&M Cost | 0 | 0 | System | Generator | Build CT 2036 | Build CT | FO&M Cost | 1 | 0 | 0 | 0 | 0 | 0 | 0 | 0 | 0 | 0 | 0 | 0 | 0 | 0 | 0 | 0 | 0 | 0 | 0 | 0 | 0 | 0
Build CT 2036_Generation Cost | Build CT_Generation Cost | B Build CT_Generation Cost | 0 | 0 | System | Generator | Build CT 2036 | Build CT | Generation Cost | 1 | 0 | 0 | 0 | 0 | 0 | 0 | 0 | 0 | 0 | 0 | 0 | 0 | 0 | 0 | 0 | 0 | 0 | 0 | 0 | 0 | 0
Build CT 2036_Fixed Costs | Build CT_Fixed Costs | B Build CT_Fixed Costs | 0 | 0 | System | Generator | Build CT 2036 | Build CT | Fixed Costs | 1 | 0 | 0 | 0 | 0 | 0 | 0 | 0 | 0 | 0 | 0 | 0 | 0 | 0 | 0 | 0 | 0 | 0 | 0 | 0 | 0 | 0
Build CT 2036_Pool Revenue | Build CT_Pool Revenue | B Build CT_Pool Revenue | 0 | 0 | System | Generator | Build CT 2036 | Build CT | Pool Revenue | 1 | 0 | 0 | 0 | 0 | 0 | 0 | 0 | 0 | 0 | 0 | 0 | 0 | 0 | 0 | 0 | 0 | 0 | 0 | 0 | 0 | 0
Build CT 2036_Max Capacity | Build CT_Max Capacity | B Build CT_Max Capacity | 415 | 0 | System | Generator | Build CT 2036 | Build CT | Max Capacity | 1 | MW | 0 | 0 | 0 | 0 | 0 | 0 | 0 | 0 | 0 | 0 | 0 | 0 | 415 | 415 | 415 | 415 | 415 | 415 | 415 | 415
Build CT 2036_Installed Capacity | Build CT_Installed Capacity | B Build CT_Installed Capacity | 0 | 0 | System | Generator | Build CT 2036 | Build CT | Installed Capacity | 1 | MW | 0 | 0 | 0 | 0 | 0 | 0 | 0 | 0 | 0 | 0 | 0 | 0 | 0 | 0 | 0 | 0 | 0 | 0 | 0 | 0
Build CT 2036_Firm Capacity | Build CT_Firm Capacity | B Build CT_Firm Capacity | 0 | 0 | System | Generator | Build CT 2036 | Build CT | Firm Capacity | 1 | MW | 0 | 0 | 0 | 0 | 0 | 0 | 0 | 0 | 0 | 0 | 0 | 0 | 0 | 0 | 0 | 0 | 0 | 0 | 0 | 0
Build CT 2036_Forced Outage Rate | Build CT_Forced Outage Rate | B Build CT_Forced Outage Rate | 0 | 0 | System | Generator | Build CT 2036 | Build CT | Forced Outage Rate | 1 | % | 0 | 0 | 0 | 0 | 0 | 0 | 0 | 0 | 0 | 0 | 0 | 0 | 0 | 0 | 0 | 0 | 0 | 0 | 0 | 0
Build CT 2036_Outage Rate | Build CT_Outage Rate | B Build CT_Outage Rate | 0 | 0 | System | Generator | Build CT 2036 | Build CT | Outage Rate | 1 | % | 0 | 0 | 0 | 0 | 0 | 0 | 0 | 0 | 0 | 0 | 0 | 0 | 0 | 0 | 0 | 0 | 0 | 0 | 0 | 0
Build CT 2036_Units Built | Build CT_Units Built | B Build CT_Units Built | 0 | 0 | System | Generator | Build CT 2036 | Build CT | Units Built | 1 | - | 0 | 0 | 0 | 0 | 0 | 0 | 0 | 0 | 0 | 0 | 0 | 0 | 0 | 0 | 0 | 0 | 0 | 0 | 0 | 0
Build CT 2036_Units Retired | Build CT_Units Retired | B Build CT_Units Retired | 0 | 0 | System | Generator | Build CT 2036 | Build CT | Units Retired | 1 | - | 0 | 0 | 0 | 0 | 0 | 0 | 0 | 0 | 0 | 0 | 0 | 0 | 0 | 0 | 0 | 0 | 0 | 0 | 0 | 0
Build CT 2036_Capacity Built | Build CT_Capacity Built | B Build CT_Capacity Built | 0 | 0 | System | Generator | Build CT 2036 | Build CT | Capacity Built | 1 | MW | 0 | 0 | 0 | 0 | 0 | 0 | 0 | 0 | 0 | 0 | 0 | 0 | 0 | 0 | 0 | 0 | 0 | 0 | 0 | 0
Build CT 2037_Units | Build CT_Units | B Build CT_Units | 0 | 0 | System | Generator | Build CT 2037 | Build CT | Units | 1 | - | 0 | 0 | 0 | 0 | 0 | 0 | 0 | 0 | 0 | 0 | 0 | 0 | 0 | 0 | 0 | 0 | 0 | 0 | 0 | 0
Build CT 2037_Generation | Build CT_Generation | B Build CT_Generation | 0 | 0 | System | Generator | Build CT 2037 | Build CT | Generation | 1 | GWh | 0 | 0 | 0 | 0 | 0 | 0 | 0 | 0 | 0 | 0 | 0 | 0 | 0 | 0 | 0 | 0 | 0 | 0 | 0 | 0
Build CT 2037_Capacity Factor | Build CT_Capacity Factor | B Build CT_Capacity Factor | 0 | 0 | System | Generator | Build CT 2037 | Build CT | Capacity Factor | 1 | % | 0 | 0 | 0 | 0 | 0 | 0 | 0 | 0 | 0 | 0 | 0 | 0 | 0 | 0 | 0 | 0 | 0 | 0 | 0 | 0
Build CT 2037_FO&M Cost | Build CT_FO&M Cost | B Build CT_FO&M Cost | 0 | 0 | System | Generator | Build CT 2037 | Build CT | FO&M Cost | 1 | 0 | 0 | 0 | 0 | 0 | 0 | 0 | 0 | 0 | 0 | 0 | 0 | 0 | 0 | 0 | 0 | 0 | 0 | 0 | 0 | 0
Build CT 2037_Generation Cost | Build CT_Generation Cost | B Build CT_Generation Cost | 0 | 0 | System | Generator | Build CT 2037 | Build CT | Generation Cost | 1 | 0 | 0 | 0 | 0 | 0 | 0 | 0 | 0 | 0 | 0 | 0 | 0 | 0 | 0 | 0 | 0 | 0 | 0 | 0 | 0 | 0
Build CT 2037_Fixed Costs | Build CT_Fixed Costs | B Build CT_Fixed Costs | 0 | 0 | System | Generator | Build CT 2037 | Build CT | Fixed Costs | 1 | 0 | 0 | 0 | 0 | 0 | 0 | 0 | 0 | 0 | 0 | 0 | 0 | 0 | 0 | 0 | 0 | 0 | 0 | 0 | 0 | 0
Build CT 2037_Pool Revenue | Build CT_Pool Revenue | B Build CT_Pool Revenue | 0 | 0 | System | Generator | Build CT 2037 | Build CT | Pool Revenue | 1 | 0 | 0 | 0 | 0 | 0 | 0 | 0 | 0 | 0 | 0 | 0 | 0 | 0 | 0 | 0 | 0 | 0 | 0 | 0 | 0 | 0
Build CT 2037_Max Capacity | Build CT_Max Capacity | B Build CT_Max Capacity | 415 | 0 | System | Generator | Build CT 2037 | Build CT | Max Capacity | 1 | MW | 0 | 0 | 0 | 0 | 0 | 0 | 0 | 0 | 0 | 0 | 0 | 0 | 0 | 415 | 415 | 415 | 415 | 415 | 415 | 415
Build CT 2037_Installed Capacity | Build CT_Installed Capacity | B Build CT_Installed Capacity | 0 | 0 | System | Generator | Build CT 2037 | Build CT | Installed Capacity | 1 | MW | 0 | 0 | 0 | 0 | 0 | 0 | 0 | 0 | 0 | 0 | 0 | 0 | 0 | 0 | 0 | 0 | 0 | 0 | 0 | 0
Build CT 2037_Firm Capacity | Build CT_Firm Capacity | B Build CT_Firm Capacity | 0 | 0 | System | Generator | Build CT 2037 | Build CT | Firm Capacity | 1 | MW | 0 | 0 | 0 | 0 | 0 | 0 | 0 | 0 | 0 | 0 | 0 | 0 | 0 | 0 | 0 | 0 | 0 | 0 | 0 | 0
Build CT 2037_Forced Outage Rate | Build CT_Forced Outage Rate | B Build CT_Forced Outage Rate | 0 | 0 | System | Generator | Build CT 2037 | Build CT | Forced Outage Rate | 1 | % | 0 | 0 | 0 | 0 | 0 | 0 | 0 | 0 | 0 | 0 | 0 | 0 | 0 | 0 | 0 | 0 | 0 | 0 | 0 | 0
Build CT 2037_Outage Rate | Build CT_Outage Rate | B Build CT_Outage Rate | 0 | 0 | System | Generator | Build CT 2037 | Build CT | Outage Rate | 1 | % | 0 | 0 | 0 | 0 | 0 | 0 | 0 | 0 | 0 | 0 | 0 | 0 | 0 | 0 | 0 | 0 | 0 | 0 | 0 | 0
Build CT 2037_Units Built | Build CT_Units Built | B Build CT_Units Built | 0 | 0 | System | Generator | Build CT 2037 | Build CT | Units Built | 1 | - | 0 | 0 | 0 | 0 | 0 | 0 | 0 | 0 | 0 | 0 | 0 | 0 | 0 | 0 | 0 | 0 | 0 | 0 | 0 | 0
Build CT 2037_Units Retired | Build CT_Units Retired | B Build CT_Units Retired | 0 | 0 | System | Generator | Build CT 2037 | Build CT | Units Retired | 1 | - | 0 | 0 | 0 | 0 | 0 | 0 | 0 | 0 | 0 | 0 | 0 | 0 | 0 | 0 | 0 | 0 | 0 | 0 | 0 | 0
Build CT 2037_Capacity Built | Build CT_Capacity Built | B Build CT_Capacity Built | 0 | 0 | System | Generator | Build CT 2037 | Build CT | Capacity Built | 1 | MW | 0 | 0 | 0 | 0 | 0 | 0 | 0 | 0 | 0 | 0 | 0 | 0 | 0 | 0 | 0 | 0 | 0 | 0 | 0 | 0
Build CT 2038_Units | Build CT_Units | B Build CT_Units | 0 | 0 | System | Generator | Build CT 2038 | Build CT | Units | 1 | - | 0 | 0 | 0 | 0 | 0 | 0 | 0 | 0 | 0 | 0 | 0 | 0 | 0 | 0 | 0 | 0 | 0 | 0 | 0 | 0
Build CT 2038_Generation | Build CT_Generation | B Build CT_Generation | 0 | 0 | System | Generator | Build CT 2038 | Build CT | Generation | 1 | GWh | 0 | 0 | 0 | 0 | 0 | 0 | 0 | 0 | 0 | 0 | 0 | 0 | 0 | 0 | 0 | 0 | 0 | 0 | 0 | 0
Build CT 2038_Capacity Factor | Build CT_Capacity Factor | B Build CT_Capacity Factor | 0 | 0 | System | Generator | Build CT 2038 | Build CT | Capacity Factor | 1 | % | 0 | 0 | 0 | 0 | 0 | 0 | 0 | 0 | 0 | 0 | 0 | 0 | 0 | 0 | 0 | 0 | 0 | 0 | 0 | 0
Build CT 2038_FO&M Cost | Build CT_FO&M Cost | B Build CT_FO&M Cost | 0 | 0 | System | Generator | Build CT 2038 | Build CT | FO&M Cost | 1 | 0 | 0 | 0 | 0 | 0 | 0 | 0 | 0 | 0 | 0 | 0 | 0 | 0 | 0 | 0 | 0 | 0 | 0 | 0 | 0 | 0
Build CT 2038_Generation Cost | Build CT_Generation Cost | B Build CT_Generation Cost | 0 | 0 | System | Generator | Build CT 2038 | Build CT | Generation Cost | 1 | 0 | 0 | 0 | 0 | 0 | 0 | 0 | 0 | 0 | 0 | 0 | 0 | 0 | 0 | 0 | 0 | 0 | 0 | 0 | 0 | 0
Build CT 2038_Fixed Costs | Build CT_Fixed Costs | B Build CT_Fixed Costs | 0 | 0 | System | Generator | Build CT 2038 | Build CT | Fixed Costs | 1 | 0 | 0 | 0 | 0 | 0 | 0 | 0 | 0 | 0 | 0 | 0 | 0 | 0 | 0 | 0 | 0 | 0 | 0 | 0 | 0 | 0
Build CT 2038_Pool Revenue | Build CT_Pool Revenue | B Build CT_Pool Revenue | 0 | 0 | System | Generator | Build CT 2038 | Build CT | Pool Revenue | 1 | 0 | 0 | 0 | 0 | 0 | 0 | 0 | 0 | 0 | 0 | 0 | 0 | 0 | 0 | 0 | 0 | 0 | 0 | 0 | 0 | 0
Build CT 2038_Max Capacity | Build CT_Max Capacity | B Build CT_Max Capacity | 415 | 0 | System | Generator | Build CT 2038 | Build CT | Max Capacity | 1 | MW | 0 | 0 | 0 | 0 | 0 | 0 | 0 | 0 | 0 | 0 | 0 | 0 | 0 | 0 | 415 | 415 | 415 | 415 | 415 | 415
Build CT 2038_Installed Capacity | Build CT_Installed Capacity | B Build CT_Installed Capacity | 0 | 0 | System | Generator | Build CT 2038 | Build CT | Installed Capacity | 1 | MW | 0 | 0 | 0 | 0 | 0 | 0 | 0 | 0 | 0 | 0 | 0 | 0 | 0 | 0 | 0 | 0 | 0 | 0 | 0 | 0
Build CT 2038_Firm Capacity | Build CT_Firm Capacity | B Build CT_Firm Capacity | 0 | 0 | System | Generator | Build CT 2038 | Build CT | Firm Capacity | 1 | MW | 0 | 0 | 0 | 0 | 0 | 0 | 0 | 0 | 0 | 0 | 0 | 0 | 0 | 0 | 0 | 0 | 0 | 0 | 0 | 0
Build CT 2038_Forced Outage Rate | Build CT_Forced Outage Rate | B Build CT_Forced Outage Rate | 0 | 0 | System | Generator | Build CT 2038 | Build CT | Forced Outage Rate | 1 | % | 0 | 0 | 0 | 0 | 0 | 0 | 0 | 0 | 0 | 0 | 0 | 0 | 0 | 0 | 0 | 0 | 0 | 0 | 0 | 0
Build CT 2038_Outage Rate | Build CT_Outage Rate | B Build CT_Outage Rate | 0 | 0 | System | Generator | Build CT 2038 | Build CT | Outage Rate | 1 | % | 0 | 0 | 0 | 0 | 0 | 0 | 0 | 0 | 0 | 0 | 0 | 0 | 0 | 0 | 0 | 0 | 0 | 0 | 0 | 0
Build CT 2038_Units Built | Build CT_Units Built | B Build CT_Units Built | 0 | 0 | System | Generator | Build CT 2038 | Build CT | Units Built | 1 | - | 0 | 0 | 0 | 0 | 0 | 0 | 0 | 0 | 0 | 0 | 0 | 0 | 0 | 0 | 0 | 0 | 0 | 0 | 0 | 0
Build CT 2038_Units Retired | Build CT_Units Retired | B Build CT_Units Retired | 0 | 0 | System | Generator | Build CT 2038 | Build CT | Units Retired | 1 | - | 0 | 0 | 0 | 0 | 0 | 0 | 0 | 0 | 0 | 0 | 0 | 0 | 0 | 0 | 0 | 0 | 0 | 0 | 0 | 0
Build CT 2038_Capacity Built | Build CT_Capacity Built | B Build CT_Capacity Built | 0 | 0 | System | Generator | Build CT 2038 | Build CT | Capacity Built | 1 | MW | 0 | 0 | 0 | 0 | 0 | 0 | 0 | 0 | 0 | 0 | 0 | 0 | 0 | 0 | 0 | 0 | 0 | 0 | 0 | 0
Build CT 2039_Units | Build CT_Units | B Build CT_Units | 0 | 0 | System | Generator | Build CT 2039 | Build CT | Units | 1 | - | 0 | 0 | 0 | 0 | 0 | 0 | 0 | 0 | 0 | 0 | 0 | 0 | 0 | 0 | 0 | 0 | 0 | 0 | 0 | 0
Build CT 2039_Generation | Build CT_Generation | B Build CT_Generation | 0 | 0 | System | Generator | Build CT 2039 | Build CT | Generation | 1 | GWh | 0 | 0 | 0 | 0 | 0 | 0 | 0 | 0 | 0 | 0 | 0 | 0 | 0 | 0 | 0 | 0 | 0 | 0 | 0 | 0
Build CT 2039_Capacity Factor | Build CT_Capacity Factor | B Build CT_Capacity Factor | 0 | 0 | System | Generator | Build CT 2039 | Build CT | Capacity Factor | 1 | % | 0 | 0 | 0 | 0 | 0 | 0 | 0 | 0 | 0 | 0 | 0 | 0 | 0 | 0 | 0 | 0 | 0 | 0 | 0 | 0
Build CT 2039_FO&M Cost | Build CT_FO&M Cost | B Build CT_FO&M Cost | 0 | 0 | System | Generator | Build CT 2039 | Build CT | FO&M Cost | 1 | 0 | 0 | 0 | 0 | 0 | 0 | 0 | 0 | 0 | 0 | 0 | 0 | 0 | 0 | 0 | 0 | 0 | 0 | 0 | 0 | 0
Build CT 2039_Generation Cost | Build CT_Generation Cost | B Build CT_Generation Cost | 0 | 0 | System | Generator | Build CT 2039 | Build CT | Generation Cost | 1 | 0 | 0 | 0 | 0 | 0 | 0 | 0 | 0 | 0 | 0 | 0 | 0 | 0 | 0 | 0 | 0 | 0 | 0 | 0 | 0 | 0
Build CT 2039_Fixed Costs | Build CT_Fixed Costs | B Build CT_Fixed Costs | 0 | 0 | System | Generator | Build CT 2039 | Build CT | Fixed Costs | 1 | 0 | 0 | 0 | 0 | 0 | 0 | 0 | 0 | 0 | 0 | 0 | 0 | 0 | 0 | 0 | 0 | 0 | 0 | 0 | 0 | 0
Build CT 2039_Pool Revenue | Build CT_Pool Revenue | B Build CT_Pool Revenue | 0 | 0 | System | Generator | Build CT 2039 | Build CT | Pool Revenue | 1 | 0 | 0 | 0 | 0 | 0 | 0 | 0 | 0 | 0 | 0 | 0 | 0 | 0 | 0 | 0 | 0 | 0 | 0 | 0 | 0 | 0
Build CT 2039_Max Capacity | Build CT_Max Capacity | B Build CT_Max Capacity | 415 | 0 | System | Generator | Build CT 2039 | Build CT | Max Capacity | 1 | MW | 0 | 0 | 0 | 0 | 0 | 0 | 0 | 0 | 0 | 0 | 0 | 0 | 0 | 0 | 0 | 415 | 415 | 415 | 415 | 415
Build CT 2039_Installed Capacity | Build CT_Installed Capacity | B Build CT_Installed Capacity | 0 | 0 | System | Generator | Build CT 2039 | Build CT | Installed Capacity | 1 | MW | 0 | 0 | 0 | 0 | 0 | 0 | 0 | 0 | 0 | 0 | 0 | 0 | 0 | 0 | 0 | 0 | 0 | 0 | 0 | 0
Build CT 2039_Firm Capacity | Build CT_Firm Capacity | B Build CT_Firm Capacity | 0 | 0 | System | Generator | Build CT 2039 | Build CT | Firm Capacity | 1 | MW | 0 | 0 | 0 | 0 | 0 | 0 | 0 | 0 | 0 | 0 | 0 | 0 | 0 | 0 | 0 | 0 | 0 | 0 | 0 | 0
Build CT 2039_Forced Outage Rate | Build CT_Forced Outage Rate | B Build CT_Forced Outage Rate | 0 | 0 | System | Generator | Build CT 2039 | Build CT | Forced Outage Rate | 1 | % | 0 | 0 | 0 | 0 | 0 | 0 | 0 | 0 | 0 | 0 | 0 | 0 | 0 | 0 | 0 | 0 | 0 | 0 | 0 | 0
Build CT 2039_Outage Rate | Build CT_Outage Rate | B Build CT_Outage Rate | 0 | 0 | System | Generator | Build CT 2039 | Build CT | Outage Rate | 1 | % | 0 | 0 | 0 | 0 | 0 | 0 | 0 | 0 | 0 | 0 | 0 | 0 | 0 | 0 | 0 | 0 | 0 | 0 | 0 | 0
Build CT 2039_Units Built | Build CT_Units Built | B Build CT_Units Built | 0 | 0 | System | Generator | Build CT 2039 | Build CT | Units Built | 1 | - | 0 | 0 | 0 | 0 | 0 | 0 | 0 | 0 | 0 | 0 | 0 | 0 | 0 | 0 | 0 | 0 | 0 | 0 | 0 | 0
Build CT 2039_Units Retired | Build CT_Units Retired | B Build CT_Units Retired | 0 | 0 | System | Generator | Build CT 2039 | Build CT | Units Retired | 1 | - | 0 | 0 | 0 | 0 | 0 | 0 | 0 | 0 | 0 | 0 | 0 | 0 | 0 | 0 | 0 | 0 | 0 | 0 | 0 | 0
Build CT 2039_Capacity Built | Build CT_Capacity Built | B Build CT_Capacity Built | 0 | 0 | System | Generator | Build CT 2039 | Build CT | Capacity Built | 1 | MW | 0 | 0 | 0 | 0 | 0 | 0 | 0 | 0 | 0 | 0 | 0 | 0 | 0 | 0 | 0 | 0 | 0 | 0 | 0 | 0
Build CT 2040_Units | Build CT_Units | B Build CT_Units | 0 | 0 | System | Generator | Build CT 2040 | Build CT | Units | 1 | - | 0 | 0 | 0 | 0 | 0 | 0 | 0 | 0 | 0 | 0 | 0 | 0 | 0 | 0 | 0 | 0 | 0 | 0 | 0 | 0
Build CT 2040_Generation | Build CT_Generation | B Build CT_Generation | 0 | 0 | System | Generator | Build CT 2040 | Build CT | Generation | 1 | GWh | 0 | 0 | 0 | 0 | 0 | 0 | 0 | 0 | 0 | 0 | 0 | 0 | 0 | 0 | 0 | 0 | 0 | 0 | 0 | 0
Build CT 2040_Capacity Factor | Build CT_Capacity Factor | B Build CT_Capacity Factor | 0 | 0 | System | Generator | Build CT 2040 | Build CT | Capacity Factor | 1 | % | 0 | 0 | 0 | 0 | 0 | 0 | 0 | 0 | 0 | 0 | 0 | 0 | 0 | 0 | 0 | 0 | 0 | 0 | 0 | 0
Build CT 2040_FO&M Cost | Build CT_FO&M Cost | B Build CT_FO&M Cost | 0 | 0 | System | Generator | Build CT 2040 | Build CT | FO&M Cost | 1 | 0 | 0 | 0 | 0 | 0 | 0 | 0 | 0 | 0 | 0 | 0 | 0 | 0 | 0 | 0 | 0 | 0 | 0 | 0 | 0 | 0
Build CT 2040_Generation Cost | Build CT_Generation Cost | B Build CT_Generation Cost | 0 | 0 | System | Generator | Build CT 2040 | Build CT | Generation Cost | 1 | 0 | 0 | 0 | 0 | 0 | 0 | 0 | 0 | 0 | 0 | 0 | 0 | 0 | 0 | 0 | 0 | 0 | 0 | 0 | 0 | 0
Build CT 2040_Fixed Costs | Build CT_Fixed Costs | B Build CT_Fixed Costs | 0 | 0 | System | Generator | Build CT 2040 | Build CT | Fixed Costs | 1 | 0 | 0 | 0 | 0 | 0 | 0 | 0 | 0 | 0 | 0 | 0 | 0 | 0 | 0 | 0 | 0 | 0 | 0 | 0 | 0 | 0
Build CT 2040_Pool Revenue | Build CT_Pool Revenue | B Build CT_Pool Revenue | 0 | 0 | System | Generator | Build CT 2040 | Build CT | Pool Revenue | 1 | 0 | 0 | 0 | 0 | 0 | 0 | 0 | 0 | 0 | 0 | 0 | 0 | 0 | 0 | 0 | 0 | 0 | 0 | 0 | 0 | 0
Build CT 2040_Max Capacity | Build CT_Max Capacity | B Build CT_Max Capacity | 415 | 0 | System | Generator | Build CT 2040 | Build CT | Max Capacity | 1 | MW | 0 | 0 | 0 | 0 | 0 | 0 | 0 | 0 | 0 | 0 | 0 | 0 | 0 | 0 | 0 | 0 | 415 | 415 | 415 | 415
Build CT 2040_Installed Capacity | Build CT_Installed Capacity | B Build CT_Installed Capacity | 0 | 0 | System | Generator | Build CT 2040 | Build CT | Installed Capacity | 1 | MW | 0 | 0 | 0 | 0 | 0 | 0 | 0 | 0 | 0 | 0 | 0 | 0 | 0 | 0 | 0 | 0 | 0 | 0 | 0 | 0
Build CT 2040_Firm Capacity | Build CT_Firm Capacity | B Build CT_Firm Capacity | 0 | 0 | System | Generator | Build CT 2040 | Build CT | Firm Capacity | 1 | MW | 0 | 0 | 0 | 0 | 0 | 0 | 0 | 0 | 0 | 0 | 0 | 0 | 0 | 0 | 0 | 0 | 0 | 0 | 0 | 0
Build CT 2040_Forced Outage Rate | Build CT_Forced Outage Rate | B Build CT_Forced Outage Rate | 0 | 0 | System | Generator | Build CT 2040 | Build CT | Forced Outage Rate | 1 | % | 0 | 0 | 0 | 0 | 0 | 0 | 0 | 0 | 0 | 0 | 0 | 0 | 0 | 0 | 0 | 0 | 0 | 0 | 0 | 0
Build CT 2040_Outage Rate | Build CT_Outage Rate | B Build CT_Outage Rate | 0 | 0 | System | Generator | Build CT 2040 | Build CT | Outage Rate | 1 | % | 0 | 0 | 0 | 0 | 0 | 0 | 0 | 0 | 0 | 0 | 0 | 0 | 0 | 0 | 0 | 0 | 0 | 0 | 0 | 0
Build CT 2040_Units Built | Build CT_Units Built | B Build CT_Units Built | 0 | 0 | System | Generator | Build CT 2040 | Build CT | Units Built | 1 | - | 0 | 0 | 0 | 0 | 0 | 0 | 0 | 0 | 0 | 0 | 0 | 0 | 0 | 0 | 0 | 0 | 0 | 0 | 0 | 0
Build CT 2040_Units Retired | Build CT_Units Retired | B Build CT_Units Retired | 0 | 0 | System | Generator | Build CT 2040 | Build CT | Units Retired | 1 | - | 0 | 0 | 0 | 0 | 0 | 0 | 0 | 0 | 0 | 0 | 0 | 0 | 0 | 0 | 0 | 0 | 0 | 0 | 0 | 0
Build CT 2040_Capacity Built | Build CT_Capacity Built | B Build CT_Capacity Built | 0 | 0 | System | Generator | Build CT 2040 | Build CT | Capacity Built | 1 | MW | 0 | 0 | 0 | 0 | 0 | 0 | 0 | 0 | 0 | 0 | 0 | 0 | 0 | 0 | 0 | 0 | 0 | 0 | 0 | 0
Build CT 2041_Units | Build CT_Units | B Build CT_Units | 0 | 0 | System | Generator | Build CT 2041 | Build CT | Units | 1 | - | 0 | 0 | 0 | 0 | 0 | 0 | 0 | 0 | 0 | 0 | 0 | 0 | 0 | 0 | 0 | 0 | 0 | 0 | 0 | 0
Build CT 2041_Generation | Build CT_Generation | B Build CT_Generation | 0 | 0 | System | Generator | Build CT 2041 | Build CT | Generation | 1 | GWh | 0 | 0 | 0 | 0 | 0 | 0 | 0 | 0 | 0 | 0 | 0 | 0 | 0 | 0 | 0 | 0 | 0 | 0 | 0 | 0
Build CT 2041_Capacity Factor | Build CT_Capacity Factor | B Build CT_Capacity Factor | 0 | 0 | System | Generator | Build CT 2041 | Build CT | Capacity Factor | 1 | % | 0 | 0 | 0 | 0 | 0 | 0 | 0 | 0 | 0 | 0 | 0 | 0 | 0 | 0 | 0 | 0 | 0 | 0 | 0 | 0
Build CT 2041_FO&M Cost | Build CT_FO&M Cost | B Build CT_FO&M Cost | 0 | 0 | System | Generator | Build CT 2041 | Build CT | FO&M Cost | 1 | 0 | 0 | 0 | 0 | 0 | 0 | 0 | 0 | 0 | 0 | 0 | 0 | 0 | 0 | 0 | 0 | 0 | 0 | 0 | 0 | 0
Build CT 2041_Generation Cost | Build CT_Generation Cost | B Build CT_Generation Cost | 0 | 0 | System | Generator | Build CT 2041 | Build CT | Generation Cost | 1 | 0 | 0 | 0 | 0 | 0 | 0 | 0 | 0 | 0 | 0 | 0 | 0 | 0 | 0 | 0 | 0 | 0 | 0 | 0 | 0 | 0
Build CT 2041_Fixed Costs | Build CT_Fixed Costs | B Build CT_Fixed Costs | 0 | 0 | System | Generator | Build CT 2041 | Build CT | Fixed Costs | 1 | 0 | 0 | 0 | 0 | 0 | 0 | 0 | 0 | 0 | 0 | 0 | 0 | 0 | 0 | 0 | 0 | 0 | 0 | 0 | 0 | 0
Build CT 2041_Pool Revenue | Build CT_Pool Revenue | B Build CT_Pool Revenue | 0 | 0 | System | Generator | Build CT 2041 | Build CT | Pool Revenue | 1 | 0 | 0 | 0 | 0 | 0 | 0 | 0 | 0 | 0 | 0 | 0 | 0 | 0 | 0 | 0 | 0 | 0 | 0 | 0 | 0 | 0
Build CT 2041_Max Capacity | Build CT_Max Capacity | B Build CT_Max Capacity | 415 | 0 | System | Generator | Build CT 2041 | Build CT | Max Capacity | 1 | MW | 0 | 0 | 0 | 0 | 0 | 0 | 0 | 0 | 0 | 0 | 0 | 0 | 0 | 0 | 0 | 0 | 0 | 415 | 415 | 415
Build CT 2041_Installed Capacity | Build CT_Installed Capacity | B Build CT_Installed Capacity | 0 | 0 | System | Generator | Build CT 2041 | Build CT | Installed Capacity | 1 | MW | 0 | 0 | 0 | 0 | 0 | 0 | 0 | 0 | 0 | 0 | 0 | 0 | 0 | 0 | 0 | 0 | 0 | 0 | 0 | 0
Build CT 2041_Firm Capacity | Build CT_Firm Capacity | B Build CT_Firm Capacity | 0 | 0 | System | Generator | Build CT 2041 | Build CT | Firm Capacity | 1 | MW | 0 | 0 | 0 | 0 | 0 | 0 | 0 | 0 | 0 | 0 | 0 | 0 | 0 | 0 | 0 | 0 | 0 | 0 | 0 | 0
Build CT 2041_Forced Outage Rate | Build CT_Forced Outage Rate | B Build CT_Forced Outage Rate | 0 | 0 | System | Generator | Build CT 2041 | Build CT | Forced Outage Rate | 1 | % | 0 | 0 | 0 | 0 | 0 | 0 | 0 | 0 | 0 | 0 | 0 | 0 | 0 | 0 | 0 | 0 | 0 | 0 | 0 | 0
Build CT 2041_Outage Rate | Build CT_Outage Rate | B Build CT_Outage Rate | 0 | 0 | System | Generator | Build CT 2041 | Build CT | Outage Rate | 1 | % | 0 | 0 | 0 | 0 | 0 | 0 | 0 | 0 | 0 | 0 | 0 | 0 | 0 | 0 | 0 | 0 | 0 | 0 | 0 | 0
Build CT 2041_Units Built | Build CT_Units Built | B Build CT_Units Built | 0 | 0 | System | Generator | Build CT 2041 | Build CT | Units Built | 1 | - | 0 | 0 | 0 | 0 | 0 | 0 | 0 | 0 | 0 | 0 | 0 | 0 | 0 | 0 | 0 | 0 | 0 | 0 | 0 | 0
Build CT 2041_Units Retired | Build CT_Units Retired | B Build CT_Units Retired | 0 | 0 | System | Generator | Build CT 2041 | Build CT | Units Retired | 1 | - | 0 | 0 | 0 | 0 | 0 | 0 | 0 | 0 | 0 | 0 | 0 | 0 | 0 | 0 | 0 | 0 | 0 | 0 | 0 | 0
Build CT 2041_Capacity Built | Build CT_Capacity Built | B Build CT_Capacity Built | 0 | 0 | System | Generator | Build CT 2041 | Build CT | Capacity Built | 1 | MW | 0 | 0 | 0 | 0 | 0 | 0 | 0 | 0 | 0 | 0 | 0 | 0 | 0 | 0 | 0 | 0 | 0 | 0 | 0 | 0
Build CT 2042_Units | Build CT_Units | B Build CT_Units | 0 | 0 | System | Generator | Build CT 2042 | Build CT | Units | 1 | - | 0 | 0 | 0 | 0 | 0 | 0 | 0 | 0 | 0 | 0 | 0 | 0 | 0 | 0 | 0 | 0 | 0 | 0 | 0 | 0
Build CT 2042_Generation | Build CT_Generation | B Build CT_Generation | 0 | 0 | System | Generator | Build CT 2042 | Build CT | Generation | 1 | GWh | 0 | 0 | 0 | 0 | 0 | 0 | 0 | 0 | 0 | 0 | 0 | 0 | 0 | 0 | 0 | 0 | 0 | 0 | 0 | 0
Build CT 2042_Capacity Factor | Build CT_Capacity Factor | B Build CT_Capacity Factor | 0 | 0 | System | Generator | Build CT 2042 | Build CT | Capacity Factor | 1 | % | 0 | 0 | 0 | 0 | 0 | 0 | 0 | 0 | 0 | 0 | 0 | 0 | 0 | 0 | 0 | 0 | 0 | 0 | 0 | 0
Build CT 2042_FO&M Cost | Build CT_FO&M Cost | B Build CT_FO&M Cost | 0 | 0 | System | Generator | Build CT 2042 | Build CT | FO&M Cost | 1 | 0 | 0 | 0 | 0 | 0 | 0 | 0 | 0 | 0 | 0 | 0 | 0 | 0 | 0 | 0 | 0 | 0 | 0 | 0 | 0 | 0
Build CT 2042_Generation Cost | Build CT_Generation Cost | B Build CT_Generation Cost | 0 | 0 | System | Generator | Build CT 2042 | Build CT | Generation Cost | 1 | 0 | 0 | 0 | 0 | 0 | 0 | 0 | 0 | 0 | 0 | 0 | 0 | 0 | 0 | 0 | 0 | 0 | 0 | 0 | 0 | 0
Build CT 2042_Fixed Costs | Build CT_Fixed Costs | B Build CT_Fixed Costs | 0 | 0 | System | Generator | Build CT 2042 | Build CT | Fixed Costs | 1 | 0 | 0 | 0 | 0 | 0 | 0 | 0 | 0 | 0 | 0 | 0 | 0 | 0 | 0 | 0 | 0 | 0 | 0 | 0 | 0 | 0
Build CT 2042_Pool Revenue | Build CT_Pool Revenue | B Build CT_Pool Revenue | 0 | 0 | System | Generator | Build CT 2042 | Build CT | Pool Revenue | 1 | 0 | 0 | 0 | 0 | 0 | 0 | 0 | 0 | 0 | 0 | 0 | 0 | 0 | 0 | 0 | 0 | 0 | 0 | 0 | 0 | 0
Build CT 2042_Max Capacity | Build CT_Max Capacity | B Build CT_Max Capacity | 415 | 0 | System | Generator | Build CT 2042 | Build CT | Max Capacity | 1 | MW | 0 | 0 | 0 | 0 | 0 | 0 | 0 | 0 | 0 | 0 | 0 | 0 | 0 | 0 | 0 | 0 | 0 | 0 | 415 | 415
Build CT 2042_Installed Capacity | Build CT_Installed Capacity | B Build CT_Installed Capacity | 0 | 0 | System | Generator | Build CT 2042 | Build CT | Installed Capacity | 1 | MW | 0 | 0 | 0 | 0 | 0 | 0 | 0 | 0 | 0 | 0 | 0 | 0 | 0 | 0 | 0 | 0 | 0 | 0 | 0 | 0
Build CT 2042_Firm Capacity | Build CT_Firm Capacity | B Build CT_Firm Capacity | 0 | 0 | System | Generator | Build CT 2042 | Build CT | Firm Capacity | 1 | MW | 0 | 0 | 0 | 0 | 0 | 0 | 0 | 0 | 0 | 0 | 0 | 0 | 0 | 0 | 0 | 0 | 0 | 0 | 0 | 0
Build CT 2042_Forced Outage Rate | Build CT_Forced Outage Rate | B Build CT_Forced Outage Rate | 0 | 0 | System | Generator | Build CT 2042 | Build CT | Forced Outage Rate | 1 | % | 0 | 0 | 0 | 0 | 0 | 0 | 0 | 0 | 0 | 0 | 0 | 0 | 0 | 0 | 0 | 0 | 0 | 0 | 0 | 0
Build CT 2042_Outage Rate | Build CT_Outage Rate | B Build CT_Outage Rate | 0 | 0 | System | Generator | Build CT 2042 | Build CT | Outage Rate | 1 | % | 0 | 0 | 0 | 0 | 0 | 0 | 0 | 0 | 0 | 0 | 0 | 0 | 0 | 0 | 0 | 0 | 0 | 0 | 0 | 0
Build CT 2042_Units Built | Build CT_Units Built | B Build CT_Units Built | 0 | 0 | System | Generator | Build CT 2042 | Build CT | Units Built | 1 | - | 0 | 0 | 0 | 0 | 0 | 0 | 0 | 0 | 0 | 0 | 0 | 0 | 0 | 0 | 0 | 0 | 0 | 0 | 0 | 0
Build CT 2042_Units Retired | Build CT_Units Retired | B Build CT_Units Retired | 0 | 0 | System | Generator | Build CT 2042 | Build CT | Units Retired | 1 | - | 0 | 0 | 0 | 0 | 0 | 0 | 0 | 0 | 0 | 0 | 0 | 0 | 0 | 0 | 0 | 0 | 0 | 0 | 0 | 0
Build CT 2042_Capacity Built | Build CT_Capacity Built | B Build CT_Capacity Built | 0 | 0 | System | Generator | Build CT 2042 | Build CT | Capacity Built | 1 | MW | 0 | 0 | 0 | 0 | 0 | 0 | 0 | 0 | 0 | 0 | 0 | 0 | 0 | 0 | 0 | 0 | 0 | 0 | 0 | 0
Build CT 2043_Units | Build CT_Units | B Build CT_Units | 0 | 0 | System | Generator | Build CT 2043 | Build CT | Units | 1 | - | 0 | 0 | 0 | 0 | 0 | 0 | 0 | 0 | 0 | 0 | 0 | 0 | 0 | 0 | 0 | 0 | 0 | 0 | 0 | 0
Build CT 2043_Generation | Build CT_Generation | B Build CT_Generation | 0 | 0 | System | Generator | Build CT 2043 | Build CT | Generation | 1 | GWh | 0 | 0 | 0 | 0 | 0 | 0 | 0 | 0 | 0 | 0 | 0 | 0 | 0 | 0 | 0 | 0 | 0 | 0 | 0 | 0
Build CT 2043_Capacity Factor | Build CT_Capacity Factor | B Build CT_Capacity Factor | 0 | 0 | System | Generator | Build CT 2043 | Build CT | Capacity Factor | 1 | % | 0 | 0 | 0 | 0 | 0 | 0 | 0 | 0 | 0 | 0 | 0 | 0 | 0 | 0 | 0 | 0 | 0 | 0 | 0 | 0
Build CT 2043_FO&M Cost | Build CT_FO&M Cost | B Build CT_FO&M Cost | 0 | 0 | System | Generator | Build CT 2043 | Build CT | FO&M Cost | 1 | 0 | 0 | 0 | 0 | 0 | 0 | 0 | 0 | 0 | 0 | 0 | 0 | 0 | 0 | 0 | 0 | 0 | 0 | 0 | 0 | 0
Build CT 2043_Generation Cost | Build CT_Generation Cost | B Build CT_Generation Cost | 0 | 0 | System | Generator | Build CT 2043 | Build CT | Generation Cost | 1 | 0 | 0 | 0 | 0 | 0 | 0 | 0 | 0 | 0 | 0 | 0 | 0 | 0 | 0 | 0 | 0 | 0 | 0 | 0 | 0 | 0
Build CT 2043_Fixed Costs | Build CT_Fixed Costs | B Build CT_Fixed Costs | 0 | 0 | System | Generator | Build CT 2043 | Build CT | Fixed Costs | 1 | 0 | 0 | 0 | 0 | 0 | 0 | 0 | 0 | 0 | 0 | 0 | 0 | 0 | 0 | 0 | 0 | 0 | 0 | 0 | 0 | 0
Build CT 2043_Pool Revenue | Build CT_Pool Revenue | B Build CT_Pool Revenue | 0 | 0 | System | Generator | Build CT 2043 | Build CT | Pool Revenue | 1 | 0 | 0 | 0 | 0 | 0 | 0 | 0 | 0 | 0 | 0 | 0 | 0 | 0 | 0 | 0 | 0 | 0 | 0 | 0 | 0 | 0
Build CT 2043_Max Capacity | Build CT_Max Capacity | B Build CT_Max Capacity | 415 | 0 | System | Generator | Build CT 2043 | Build CT | Max Capacity | 1 | MW | 0 | 0 | 0 | 0 | 0 | 0 | 0 | 0 | 0 | 0 | 0 | 0 | 0 | 0 | 0 | 0 | 0 | 0 | 0 | 415
Build CT 2043_Installed Capacity | Build CT_Installed Capacity | B Build CT_Installed Capacity | 0 | 0 | System | Generator | Build CT 2043 | Build CT | Installed Capacity | 1 | MW | 0 | 0 | 0 | 0 | 0 | 0 | 0 | 0 | 0 | 0 | 0 | 0 | 0 | 0 | 0 | 0 | 0 | 0 | 0 | 0
Build CT 2043_Firm Capacity | Build CT_Firm Capacity | B Build CT_Firm Capacity | 0 | 0 | System | Generator | Build CT 2043 | Build CT | Firm Capacity | 1 | MW | 0 | 0 | 0 | 0 | 0 | 0 | 0 | 0 | 0 | 0 | 0 | 0 | 0 | 0 | 0 | 0 | 0 | 0 | 0 | 0
Build CT 2043_Forced Outage Rate | Build CT_Forced Outage Rate | B Build CT_Forced Outage Rate | 0 | 0 | System | Generator | Build CT 2043 | Build CT | Forced Outage Rate | 1 | % | 0 | 0 | 0 | 0 | 0 | 0 | 0 | 0 | 0 | 0 | 0 | 0 | 0 | 0 | 0 | 0 | 0 | 0 | 0 | 0
Build CT 2043_Outage Rate | Build CT_Outage Rate | B Build CT_Outage Rate | 0 | 0 | System | Generator | Build CT 2043 | Build CT | Outage Rate | 1 | % | 0 | 0 | 0 | 0 | 0 | 0 | 0 | 0 | 0 | 0 | 0 | 0 | 0 | 0 | 0 | 0 | 0 | 0 | 0 | 0
Build CT 2043_Units Built | Build CT_Units Built | B Build CT_Units Built | 0 | 0 | System | Generator | Build CT 2043 | Build CT | Units Built | 1 | - | 0 | 0 | 0 | 0 | 0 | 0 | 0 | 0 | 0 | 0 | 0 | 0 | 0 | 0 | 0 | 0 | 0 | 0 | 0 | 0
Build CT 2043_Units Retired | Build CT_Units Retired | B Build CT_Units Retired | 0 | 0 | System | Generator | Build CT 2043 | Build CT | Units Retired | 1 | - | 0 | 0 | 0 | 0 | 0 | 0 | 0 | 0 | 0 | 0 | 0 | 0 | 0 | 0 | 0 | 0 | 0 | 0 | 0 | 0
Build CT 2043_Capacity Built | Build CT_Capacity Built | B Build CT_Capacity Built | 0 | 0 | System | Generator | Build CT 2043 | Build CT | Capacity Built | 1 | MW | 0 | 0 | 0 | 0 | 0 | 0 | 0 | 0 | 0 | 0 | 0 | 0 | 0 | 0 | 0 | 0 | 0 | 0 | 0 | 0
Build Capacity Only_Units | Build Capacity_Units | B Build Capacity_Units | 38 | 0 | System | Generator | Build Capacity Only | Build Capacity | Units | 1 | - | 0 | 1 | 38 | 0 | 6 | 0 | 0 | 0 | 0 | 0 | 0 | 0 | 0 | 0 | 0 | 1 | 0 | 0 | 0 | 0
Build Capacity Only_Generation | Build Capacity_Generation | B Build Capacity_Generation | 0 | 0 | System | Generator | Build Capacity Only | Build Capacity | Generation | 1 | GWh | 0 | 0 | 0 | 0 | 0 | 0 | 0 | 0 | 0 | 0 | 0 | 0 | 0 | 0 | 0 | 0 | 0 | 0 | 0 | 0
Build Capacity Only_Capacity Factor | Build Capacity_Capacity Factor | B Build Capacity_Capacity Factor | 0 | 0 | System | Generator | Build Capacity Only | Build Capacity | Capacity Factor | 1 | % | 0 | 0 | 0 | 0 | 0 | 0 | 0 | 0 | 0 | 0 | 0 | 0 | 0 | 0 | 0 | 0 | 0 | 0 | 0 | 0
Build Capacity Only_FO&M Cost | Build Capacity_FO&M Cost | B Build Capacity_FO&M Cost | 2262.8999 | 0 | System | Generator | Build Capacity Only | Build Capacity | FO&M Cost | 1 | 0 | 0 | 59.55 | 2262.8999 | 0 | 385.3529 | 0 | 0 | 0 | 0 | 0 | 0 | 0 | 0 | 0 | 0 | 93.7022 | 0 | 0 | 0 | 0
Build Capacity Only_Generation Cost | Build Capacity_Generation Cost | B Build Capacity_Generation Cost | 0 | 0 | System | Generator | Build Capacity Only | Build Capacity | Generation Cost | 1 | 0 | 0 | 0 | 0 | 0 | 0 | 0 | 0 | 0 | 0 | 0 | 0 | 0 | 0 | 0 | 0 | 0 | 0 | 0 | 0 | 0
Build Capacity Only_Fixed Costs | Build Capacity_Fixed Costs | B Build Capacity_Fixed Costs | 2262.8999 | 0 | System | Generator | Build Capacity Only | Build Capacity | Fixed Costs | 1 | 0 | 0 | 59.55 | 2262.8999 | 0 | 385.3529 | 0 | 0 | 0 | 0 | 0 | 0 | 0 | 0 | 0 | 0 | 93.7022 | 0 | 0 | 0 | 0
Build Capacity Only_Pool Revenue | Build Capacity_Pool Revenue | B Build Capacity_Pool Revenue | 0 | 0 | System | Generator | Build Capacity Only | Build Capacity | Pool Revenue | 1 | 0 | 0 | 0 | 0 | 0 | 0 | 0 | 0 | 0 | 0 | 0 | 0 | 0 | 0 | 0 | 0 | 0 | 0 | 0 | 0 | 0
Build Capacity Only_Max Capacity | Build Capacity_Max Capacity | B Build Capacity_Max Capacity | 1 | 0 | System | Generator | Build Capacity Only | Build Capacity | Max Capacity | 1 | MW | bar: 2024 to 2043
Build Capacity Only_Installed Capacity | Build Capacity_Installed Capacity | B Build Capacity_Installed Capacity | 38 | 0 | System | Generator | Build Capacity Only | Build Capacity | Installed Capacity | 1 | MW | 0 | 1 | 38 | 0 | 6 | 0 | 0 | 0 | 0 | 0 | 0 | 0 | 0 | 0 | 0 | 1 | 0 | 0 | 0 | 0
Build Capacity Only_Firm Capacity | Build Capacity_Firm Capacity | B Build Capacity_Firm Capacity | 38 | 0 | System | Generator | Build Capacity Only | Build Capacity | Firm Capacity | 1 | MW | 0 | 1 | 38 | 0 | 6 | 0 | 0 | 0 | 0 | 0 | 0 | 0 | 0 | 0 | 0 | 1 | 0 | 0 | 0 | 0
Build Capacity Only_Forced Outage Rate | Build Capacity_Forced Outage Rate | B Build Capacity_Forced Outage Rate | 0 | 0 | System | Generator | Build Capacity Only | Build Capacity | Forced Outage Rate | 1 | % | 0 | 0 | 0 | 0 | 0 | 0 | 0 | 0 | 0 | 0 | 0 | 0 | 0 | 0 | 0 | 0 | 0 | 0 | 0 | 0
Build Capacity Only_Outage Rate | Build Capacity_Outage Rate | B Build Capacity_Outage Rate | 0 | 0 | System | Generator | Build Capacity Only | Build Capacity | Outage Rate | 1 | % | 0 | 0 | 0 | 0 | 0 | 0 | 0 | 0 | 0 | 0 | 0 | 0 | 0 | 0 | 0 | 0 | 0 | 0 | 0 | 0
Build Capacity Only_Units Built | Build Capacity_Units Built | B Build Capacity_Units Built | 38 | 0 | System | Generator | Build Capacity Only | Build Capacity | Units Built | 1 | - | 0 | 1 | 38 | 0 | 6 | 0 | 0 | 0 | 0 | 0 | 0 | 0 | 0 | 0 | 0 | 1 | 0 | 0 | 0 | 0
Build Capacity Only_Units Retired | Build Capacity_Units Retired | B Build Capacity_Units Retired | 38 | 0 | System | Generator | Build Capacity Only | Build Capacity | Units Retired | 1 | - | 0 | 0 | 1 | 38 | 0 | 6 | 0 | 0 | 0 | 0 | 0 | 0 | 0 | 0 | 0 | 0 | 1 | 0 | 0 | 0
Build Capacity Only_Capacity Built | Build Capacity_Capacity Built | B Build Capacity_Capacity Built | 38 | 0 | System | Generator | Build Capacity Only | Build Capacity | Capacity Built | 1 | MW | 0 | 1 | 38 | 0 | 6 | 0 | 0 | 0 | 0 | 0 | 0 | 0 | 0 | 0 | 0 | 1 | 0 | 0 | 0 | 0
Build Winter Capacity Only_Units | Build Capacity_Units | B Build Capacity_Units | 332 | 0 | System | Generator | Build Winter Capacity Only | Build Capacity | Units | 1 | - | 0 | 67 | 0 | 112 | 102 | 332 | 76 | 0 | 0 | 0 | 0 | 0 | 0 | 0 | 0 | 0 | 0 | 0 | 0 | 0
Build Winter Capacity Only_Generation | Build Capacity_Generation | B Build Capacity_Generation | 0 | 0 | System | Generator | Build Winter Capacity Only | Build Capacity | Generation | 1 | GWh | 0 | 0 | 0 | 0 | 0 | 0 | 0 | 0 | 0 | 0 | 0 | 0 | 0 | 0 | 0 | 0 | 0 | 0 | 0 | 0
Build Winter Capacity Only_Capacity Factor | Build Capacity_Capacity Factor | B Build Capacity_Capacity Factor | 0 | 0 | System | Generator | Build Winter Capacity Only | Build Capacity | Capacity Factor | 1 | % | 0 | 0 | 0 | 0 | 0 | 0 | 0 | 0 | 0 | 0 | 0 | 0 | 0 | 0 | 0 | 0 | 0 | 0 | 0 | 0
Build Winter Capacity Only_FO&M Cost | Build Capacity_FO&M Cost | B Build Capacity_FO&M Cost | 12151.2002 | 0 | System | Generator | Build Winter Capacity Only | Build Capacity | FO&M Cost | 1 | 0 | 0 | 1994.925 | 0 | 3586.8 | 3275.4995 | 12151.2002 | 2851.1399 | 0 | 0 | 0 | 0 | 0 | 0 | 0 | 0 | 0 | 0 | 0 | 0 | 0
Build Winter Capacity Only_Generation Cost | Build Capacity_Generation Cost | B Build Capacity_Generation Cost | 0 | 0 | System | Generator | Build Winter Capacity Only | Build Capacity | Generation Cost | 1 | 0 | 0 | 0 | 0 | 0 | 0 | 0 | 0 | 0 | 0 | 0 | 0 | 0 | 0 | 0 | 0 | 0 | 0 | 0 | 0 | 0
Build Winter Capacity Only_Fixed Costs | Build Capacity_Fixed Costs | B Build Capacity_Fixed Costs | 12151.2002 | 0 | System | Generator | Build Winter Capacity Only | Build Capacity | Fixed Costs | 1 | 0 | 0 | 1994.925 | 0 | 3586.8 | 3275.4995 | 12151.2002 | 2851.1399 | 0 | 0 | 0 | 0 | 0 | 0 | 0 | 0 | 0 | 0 | 0 | 0 | 0
Build Winter Capacity Only_Pool Revenue | Build Capacity_Pool Revenue | B Build Capacity_Pool Revenue | 0 | 0 | System | Generator | Build Winter Capacity Only | Build Capacity | Pool Revenue | 1 | 0 | 0 | 0 | 0 | 0 | 0 | 0 | 0 | 0 | 0 | 0 | 0 | 0 | 0 | 0 | 0 | 0 | 0 | 0 | 0 | 0
Build Winter Capacity Only_Max Capacity | Build Capacity_Max Capacity | B Build Capacity_Max Capacity | 1 | 0 | System | Generator | Build Winter Capacity Only | Build Capacity | Max Capacity | 1 | MW | bar: 2024 to 2043
Build Winter Capacity Only_Installed Capacity | Build Capacity_Installed Capacity | B Build Capacity_Installed Capacity | 332 | 0 | System | Generator | Build Winter Capacity Only | Build Capacity | Installed Capacity | 1 | MW | 0 | 67 | 0 | 112 | 102 | 332 | 76 | 0 | 0 | 0 | 0 | 0 | 0 | 0 | 0 | 0 | 0 | 0 | 0 | 0
Build Winter Capacity Only_Firm Capacity | Build Capacity_Firm Capacity | B Build Capacity_Firm Capacity | 0 | 0 | System | Generator | Build Winter Capacity Only | Build Capacity | Firm Capacity | 1 | MW | 0 | 0 | 0 | 0 | 0 | 0 | 0 | 0 | 0 | 0 | 0 | 0 | 0 | 0 | 0 | 0 | 0 | 0 | 0 | 0
Build Winter Capacity Only_Forced Outage Rate | Build Capacity_Forced Outage Rate | B Build Capacity_Forced Outage Rate | 0 | 0 | System | Generator | Build Winter Capacity Only | Build Capacity | Forced Outage Rate | 1 | % | 0 | 0 | 0 | 0 | 0 | 0 | 0 | 0 | 0 | 0 | 0 | 0 | 0 | 0 | 0 | 0 | 0 | 0 | 0 | 0
Build Winter Capacity Only_Outage Rate | Build Capacity_Outage Rate | B Build Capacity_Outage Rate | 0 | 0 | System | Generator | Build Winter Capacity Only | Build Capacity | Outage Rate | 1 | % | 0 | 0 | 0 | 0 | 0 | 0 | 0 | 0 | 0 | 0 | 0 | 0 | 0 | 0 | 0 | 0 | 0 | 0 | 0 | 0
Build Winter Capacity Only_Units Built | Build Capacity_Units Built | B Build Capacity_Units Built | 332 | 0 | System | Generator | Build Winter Capacity Only | Build Capacity | Units Built | 1 | - | 0 | 67 | 0 | 112 | 102 | 332 | 76 | 0 | 0 | 0 | 0 | 0 | 0 | 0 | 0 | 0 | 0 | 0 | 0 | 0
Build Winter Capacity Only_Units Retired | Build Capacity_Units Retired | B Build Capacity_Units Retired | 332 | 0 | System | Generator | Build Winter Capacity Only | Build Capacity | Units Retired | 1 | - | 0 | 0 | 67 | 0 | 112 | 102 | 332 | 76 | 0 | 0 | 0 | 0 | 0 | 0 | 0 | 0 | 0 | 0 | 0 | 0
Build Winter Capacity Only_Capacity Built | Build Capacity_Capacity Built | B Build Capacity_Capacity Built | 332 | 0 | System | Generator | Build Winter Capacity Only | Build Capacity | Capacity Built | 1 | MW | 0 | 67 | 0 | 112 | 102 | 332 | 76 | 0 | 0 | 0 | 0 | 0 | 0 | 0 | 0 | 0 | 0 | 0 | 0 | 0
G DSM Existing DSRDR_Units | DSM Existing_Units | G DSM Existing_Units | 1 | 0 | System | Generator | G DSM Existing DSRDR | DSM Existing | Units | 1 | - | bar: 2024 to 2043
G DSM Existing DSRDR_Generation | DSM Existing_Generation | G DSM Existing_Generation | 2.275 | 0 | System | Generator | G DSM Existing DSRDR | DSM Existing | Generation | 1 | GWh | 2.275 | 0 | 0 | 0 | 0 | 0 | 0 | 0 | 0 | 0 | 0 | 0 | 0 | 0 | 0 | 0 | 0 | 0 | 0 | 0
G DSM Existing DSRDR_Capacity Factor | DSM Existing_Capacity Factor | G DSM Existing_Capacity Factor | 0.28461 | 0 | System | Generator | G DSM Existing DSRDR | DSM Existing | Capacity Factor | 1 | % | 0.28461 | 0 | 0 | 0 | 0 | 0 | 0 | 0 | 0 | 0 | 0 | 0 | 0 | 0 | 0 | 0 | 0 | 0 | 0 | 0
G DSM Existing DSRDR_FO&M Cost | DSM Existing_FO&M Cost | G DSM Existing_FO&M Cost | 0 | 0 | System | Generator | G DSM Existing DSRDR | DSM Existing | FO&M Cost | 1 | 0 | 0 | 0 | 0 | 0 | 0 | 0 | 0 | 0 | 0 | 0 | 0 | 0 | 0 | 0 | 0 | 0 | 0 | 0 | 0 | 0
G DSM Existing DSRDR_Generation Cost | DSM Existing_Generation Cost | G DSM Existing_Generation Cost | 0 | 0 | System | Generator | G DSM Existing DSRDR | DSM Existing | Generation Cost | 1 | 0 | 0 | 0 | 0 | 0 | 0 | 0 | 0 | 0 | 0 | 0 | 0 | 0 | 0 | 0 | 0 | 0 | 0 | 0 | 0 | 0
G DSM Existing DSRDR_Fixed Costs | DSM Existing_Fixed Costs | G DSM Existing_Fixed Costs | 0 | 0 | System | Generator | G DSM Existing DSRDR | DSM Existing | Fixed Costs | 1 | 0 | 0 | 0 | 0 | 0 | 0 | 0 | 0 | 0 | 0 | 0 | 0 | 0 | 0 | 0 | 0 | 0 | 0 | 0 | 0 | 0
G DSM Existing DSRDR_Pool Revenue | DSM Existing_Pool Revenue | G DSM Existing_Pool Revenue | 99.7514 | 0 | System | Generator | G DSM Existing DSRDR | DSM Existing | Pool Revenue | 1 | 0 | 99.7514 | 0 | 0 | 0 | 0 | 0 | 0 | 0 | 0 | 0 | 0 | 0 | 0 | 0 | 0 | 0 | 0 | 0 | 0 | 0
G DSM Existing DSRDR_Max Capacity | DSM Existing_Max Capacity | G DSM Existing_Max Capacity | 91 | 0 | System | Generator | G DSM Existing DSRDR | DSM Existing | Max Capacity | 1 | MW | 91 | 0 | 0 | 0 | 0 | 0 | 0 | 0 | 0 | 0 | 0 | 0 | 0 | 0 | 0 | 0 | 0 | 0 | 0 | 0
G DSM Existing DSRDR_Installed Capacity | DSM Existing_Installed Capacity | G DSM Existing_Installed Capacity | 91 | 0 | System | Generator | G DSM Existing DSRDR | DSM Existing | Installed Capacity | 1 | MW | 91 | 0 | 0 | 0 | 0 | 0 | 0 | 0 | 0 | 0 | 0 | 0 | 0 | 0 | 0 | 0 | 0 | 0 | 0 | 0
G DSM Existing DSRDR_Firm Capacity | DSM Existing_Firm Capacity | G DSM Existing_Firm Capacity | 91 | 0 | System | Generator | G DSM Existing DSRDR | DSM Existing | Firm Capacity | 1 | MW | 91 | 0 | 0 | 0 | 0 | 0 | 0 | 0 | 0 | 0 | 0 | 0 | 0 | 0 | 0 | 0 | 0 | 0 | 0 | 0
G DSM Existing DSRDR_Forced Outage Rate | DSM Existing_Forced Outage Rate | G DSM Existing_Forced Outage Rate | 0 | 0 | System | Generator | G DSM Existing DSRDR | DSM Existing | Forced Outage Rate | 1 | % | 0 | 0 | 0 | 0 | 0 | 0 | 0 | 0 | 0 | 0 | 0 | 0 | 0 | 0 | 0 | 0 | 0 | 0 | 0 | 0
G DSM Existing DSRDR_Outage Rate | DSM Existing_Outage Rate | G DSM Existing_Outage Rate | 0 | 0 | System | Generator | G DSM Existing DSRDR | DSM Existing | Outage Rate | 1 | % | 0 | 0 | 0 | 0 | 0 | 0 | 0 | 0 | 0 | 0 | 0 | 0 | 0 | 0 | 0 | 0 | 0 | 0 | 0 | 0
G DSM Existing DSRDR_Units Built | DSM Existing_Units Built | G DSM Existing_Units Built | 0 | 0 | System | Generator | G DSM Existing DSRDR | DSM Existing | Units Built | 1 | - | 0 | 0 | 0 | 0 | 0 | 0 | 0 | 0 | 0 | 0 | 0 | 0 | 0 | 0 | 0 | 0 | 0 | 0 | 0 | 0
G DSM Existing DSRDR_Units Retired | DSM Existing_Units Retired | G DSM Existing_Units Retired | 0 | 0 | System | Generator | G DSM Existing DSRDR | DSM Existing | Units Retired | 1 | - | 0 | 0 | 0 | 0 | 0 | 0 | 0 | 0 | 0 | 0 | 0 | 0 | 0 | 0 | 0 | 0 | 0 | 0 | 0 | 0
G DSM Existing DSRDR_Capacity Built | DSM Existing_Capacity Built | G DSM Existing_Capacity Built | 0 | 0 | System | Generator | G DSM Existing DSRDR | DSM Existing | Capacity Built | 1 | MW | 0 | 0 | 0 | 0 | 0 | 0 | 0 | 0 | 0 | 0 | 0 | 0 | 0 | 0 | 0 | 0 | 0 | 0 | 0 | 0
MO West TOU_Units | TOU Rate Impact_Units | M TOU Rate Impact_Units | 1 | 0 | System | Generator | MO West TOU | TOU Rate Impact | Units | 1 | - | bar: 2024 to 2043
MO West TOU_Generation | TOU Rate Impact_Generation | M TOU Rate Impact_Generation | 0 | 0 | System | Generator | MO West TOU | TOU Rate Impact | Generation | 1 | GWh | 0 | 0 | 0 | 0 | 0 | 0 | 0 | 0 | 0 | 0 | 0 | 0 | 0 | 0 | 0 | 0 | 0 | 0 | 0 | 0
MO West TOU_Capacity Factor | TOU Rate Impact_Capacity Factor | M TOU Rate Impact_Capacity Factor | 0 | 0 | System | Generator | MO West TOU | TOU Rate Impact | Capacity Factor | 1 | % | 0 | 0 | 0 | 0 | 0 | 0 | 0 | 0 | 0 | 0 | 0 | 0 | 0 | 0 | 0 | 0 | 0 | 0 | 0 | 0
MO West TOU_FO&M Cost | TOU Rate Impact_FO&M Cost | M TOU Rate Impact_FO&M Cost | 0 | 0 | System | Generator | MO West TOU | TOU Rate Impact | FO&M Cost | 1 | 0 | 0 | 0 | 0 | 0 | 0 | 0 | 0 | 0 | 0 | 0 | 0 | 0 | 0 | 0 | 0 | 0 | 0 | 0 | 0 | 0
MO West TOU_Generation Cost | TOU Rate Impact_Generation Cost | M TOU Rate Impact_Generation Cost | 0 | 0 | System | Generator | MO West TOU | TOU Rate Impact | Generation Cost | 1 | 0 | 0 | 0 | 0 | 0 | 0 | 0 | 0 | 0 | 0 | 0 | 0 | 0 | 0 | 0 | 0 | 0 | 0 | 0 | 0 | 0
MO West TOU_Fixed Costs | TOU Rate Impact_Fixed Costs | M TOU Rate Impact_Fixed Costs | 0 | 0 | System | Generator | MO West TOU | TOU Rate Impact | Fixed Costs | 1 | 0 | 0 | 0 | 0 | 0 | 0 | 0 | 0 | 0 | 0 | 0 | 0 | 0 | 0 | 0 | 0 | 0 | 0 | 0 | 0 | 0
MO West TOU_Pool Revenue | TOU Rate Impact_Pool Revenue | M TOU Rate Impact_Pool Revenue | 0 | 0 | System | Generator | MO West TOU | TOU Rate Impact | Pool Revenue | 1 | 0 | 0 | 0 | 0 | 0 | 0 | 0 | 0 | 0 | 0 | 0 | 0 | 0 | 0 | 0 | 0 | 0 | 0 | 0 | 0 | 0
MO West TOU_Max Capacity | TOU Rate Impact_Max Capacity | M TOU Rate Impact_Max Capacity | 1 | 0 | System | Generator | MO West TOU | TOU Rate Impact | Max Capacity | 1 | MW | bar: 2024 to 2043
MO West TOU_Installed Capacity | TOU Rate Impact_Installed Capacity | M TOU Rate Impact_Installed Capacity | 1 | 0 | System | Generator | MO West TOU | TOU Rate Impact | Installed Capacity | 1 | MW | bar: 2024 to 2043
MO West TOU_Firm Capacity | TOU Rate Impact_Firm Capacity | M TOU Rate Impact_Firm Capacity | 11.4751 | 0 | System | Generator | MO West TOU | TOU Rate Impact | Firm Capacity | 1 | MW | 3.1963 | 5.6062 | 8.407 | 11.206 | 11.2091 | 11.1965 | 11.1898 | 11.1835 | 11.4751 | 11.174 | 11.1646 | 11.1668 | 11.186 | 11.4701 | 11.184 | 11.1784 | 11.1808 | 11.1414 | 11.1546 | 11.1739
MO West TOU_Forced Outage Rate | TOU Rate Impact_Forced Outage Rate | M TOU Rate Impact_Forced Outage Rate | 0 | 0 | System | Generator | MO West TOU | TOU Rate Impact | Forced Outage Rate | 1 | % | 0 | 0 | 0 | 0 | 0 | 0 | 0 | 0 | 0 | 0 | 0 | 0 | 0 | 0 | 0 | 0 | 0 | 0 | 0 | 0
MO West TOU_Outage Rate | TOU Rate Impact_Outage Rate | M TOU Rate Impact_Outage Rate | 0 | 0 | System | Generator | MO West TOU | TOU Rate Impact | Outage Rate | 1 | % | 0 | 0 | 0 | 0 | 0 | 0 | 0 | 0 | 0 | 0 | 0 | 0 | 0 | 0 | 0 | 0 | 0 | 0 | 0 | 0
MO West TOU_Units Built | TOU Rate Impact_Units Built | M TOU Rate Impact_Units Built | 0 | 0 | System | Generator | MO West TOU | TOU Rate Impact | Units Built | 1 | - | 0 | 0 | 0 | 0 | 0 | 0 | 0 | 0 | 0 | 0 | 0 | 0 | 0 | 0 | 0 | 0 | 0 | 0 | 0 | 0
MO West TOU_Units Retired | TOU Rate Impact_Units Retired | M TOU Rate Impact_Units Retired | 0 | 0 | System | Generator | MO West TOU | TOU Rate Impact | Units Retired | 1 | - | 0 | 0 | 0 | 0 | 0 | 0 | 0 | 0 | 0 | 0 | 0 | 0 | 0 | 0 | 0 | 0 | 0 | 0 | 0 | 0
MO West TOU_Capacity Built | TOU Rate Impact_Capacity Built | M TOU Rate Impact_Capacity Built | 0 | 0 | System | Generator | MO West TOU | TOU Rate Impact | Capacity Built | 1 | MW | 0 | 0 | 0 | 0 | 0 | 0 | 0 | 0 | 0 | 0 | 0 | 0 | 0 | 0 | 0 | 0 | 0 | 0 | 0 | 0
MOW PBA_Units | PBA_Units | M PBA_Units | 1 | 0 | System | Generator | MOW PBA | PBA | Units | 1 | - | bar: 2024 to 2043
MOW PBA_Generation | PBA_Generation | M PBA_Generation | 0 | 0 | System | Generator | MOW PBA | PBA | Generation | 1 | GWh | 0 | 0 | 0 | 0 | 0 | 0 | 0 | 0 | 0 | 0 | 0 | 0 | 0 | 0 | 0 | 0 | 0 | 0 | 0 | 0
MOW PBA_Capacity Factor | PBA_Capacity Factor | M PBA_Capacity Factor | 0 | 0 | System | Generator | MOW PBA | PBA | Capacity Factor | 1 | % | 0 | 0 | 0 | 0 | 0 | 0 | 0 | 0 | 0 | 0 | 0 | 0 | 0 | 0 | 0 | 0 | 0 | 0 | 0 | 0
MOW PBA_FO&M Cost | PBA_FO&M Cost | M PBA_FO&M Cost | 0 | 0 | System | Generator | MOW PBA | PBA | FO&M Cost | 1 | 0 | 0 | 0 | 0 | 0 | 0 | 0 | 0 | 0 | 0 | 0 | 0 | 0 | 0 | 0 | 0 | 0 | 0 | 0 | 0 | 0
MOW PBA_Generation Cost | PBA_Generation Cost | M PBA_Generation Cost | 0 | 0 | System | Generator | MOW PBA | PBA | Generation Cost | 1 | 0 | 0 | 0 | 0 | 0 | 0 | 0 | 0 | 0 | 0 | 0 | 0 | 0 | 0 | 0 | 0 | 0 | 0 | 0 | 0 | 0
MOW PBA_Fixed Costs | PBA_Fixed Costs | M PBA_Fixed Costs | 0 | 0 | System | Generator | MOW PBA | PBA | Fixed Costs | 1 | 0 | 0 | 0 | 0 | 0 | 0 | 0 | 0 | 0 | 0 | 0 | 0 | 0 | 0 | 0 | 0 | 0 | 0 | 0 | 0 | 0
MOW PBA_Pool Revenue | PBA_Pool Revenue | M PBA_Pool Revenue | 0 | 0 | System | Generator | MOW PBA | PBA | Pool Revenue | 1 | 0 | 0 | 0 | 0 | 0 | 0 | 0 | 0 | 0 | 0 | 0 | 0 | 0 | 0 | 0 | 0 | 0 | 0 | 0 | 0 | 0
MOW PBA_Max Capacity | PBA_Max Capacity | M PBA_Max Capacity | 1 | 0 | System | Generator | MOW PBA | PBA | Max Capacity | 1 | MW | bar: 2024 to 2043
MOW PBA_Installed Capacity | PBA_Installed Capacity | M PBA_Installed Capacity | 1 | 0 | System | Generator | MOW PBA | PBA | Installed Capacity | 1 | MW | bar: 2024 to 2043
MOW PBA_Firm Capacity | PBA_Firm Capacity | M PBA_Firm Capacity | 24.4767 | 0 | System | Generator | MOW PBA | PBA | Firm Capacity | 1 | MW | 0 | 0 | 22.1877 | 23.4773 | 23.969 | 24.2591 | 24.4767 | 24.4767 | 24.4767 | 24.4767 | 24.4767 | 24.4767 | 24.4767 | 24.4767 | 24.4767 | 24.4767 | 24.4767 | 24.4767 | 24.4767 | 24.4767
MOW PBA_Forced Outage Rate | PBA_Forced Outage Rate | M PBA_Forced Outage Rate | 0 | 0 | System | Generator | MOW PBA | PBA | Forced Outage Rate | 1 | % | 0 | 0 | 0 | 0 | 0 | 0 | 0 | 0 | 0 | 0 | 0 | 0 | 0 | 0 | 0 | 0 | 0 | 0 | 0 | 0
MOW PBA_Outage Rate | PBA_Outage Rate | M PBA_Outage Rate | 0 | 0 | System | Generator | MOW PBA | PBA | Outage Rate | 1 | % | 0 | 0 | 0 | 0 | 0 | 0 | 0 | 0 | 0 | 0 | 0 | 0 | 0 | 0 | 0 | 0 | 0 | 0 | 0 | 0
MOW PBA_Units Built | PBA_Units Built | M PBA_Units Built | 0 | 0 | System | Generator | MOW PBA | PBA | Units Built | 1 | - | 0 | 0 | 0 | 0 | 0 | 0 | 0 | 0 | 0 | 0 | 0 | 0 | 0 | 0 | 0 | 0 | 0 | 0 | 0 | 0
MOW PBA_Units Retired | PBA_Units Retired | M PBA_Units Retired | 0 | 0 | System | Generator | MOW PBA | PBA | Units Retired | 1 | - | 0 | 0 | 0 | 0 | 0 | 0 | 0 | 0 | 0 | 0 | 0 | 0 | 0 | 0 | 0 | 0 | 0 | 0 | 0 | 0
MOW PBA_Capacity Built | PBA_Capacity Built | M PBA_Capacity Built | 0 | 0 | System | Generator | MOW PBA | PBA | Capacity Built | 1 | MW | 0 | 0 | 0 | 0 | 0 | 0 | 0 | 0 | 0 | 0 | 0 | 0 | 0 | 0 | 0 | 0 | 0 | 0 | 0 | 0
Build Battery-Wind 2026_Units | Build Battery-Wind_Units | B Build Battery-Wind_Units | 0 | 0 | System | Battery | Build Battery-Wind 2026 | Build Battery-Wind | Units | 1 | - | 0 | 0 | 0 | 0 | 0 | 0 | 0 | 0 | 0 | 0 | 0 | 0 | 0 | 0 | 0 | 0 | 0 | 0 | 0 | 0
Build Battery-Wind 2026_Generation | Build Battery-Wind_Generation | B Build Battery-Wind_Generation | 0 | 0 | System | Battery | Build Battery-Wind 2026 | Build Battery-Wind | Generation | 1 | GWh | 0 | 0 | 0 | 0 | 0 | 0 | 0 | 0 | 0 | 0 | 0 | 0 | 0 | 0 | 0 | 0 | 0 | 0 | 0 | 0
Build Battery-Wind 2026_Installed Capacity | Build Battery-Wind_Installed Capacity | B Build Battery-Wind_Installed Capacity | 0 | 0 | System | Battery | Build Battery-Wind 2026 | Build Battery-Wind | Installed Capacity | 1 | MWh | 0 | 0 | 0 | 0 | 0 | 0 | 0 | 0 | 0 | 0 | 0 | 0 | 0 | 0 | 0 | 0 | 0 | 0 | 0 | 0
Build Battery-Wind 2026_Generation Capacity | Build Battery-Wind_Generation Capacity | B Build Battery-Wind_Generation Capacity | 0 | 0 | System | Battery | Build Battery-Wind 2026 | Build Battery-Wind | Generation Capacity | 1 | MW | 0 | 0 | 0 | 0 | 0 | 0 | 0 | 0 | 0 | 0 | 0 | 0 | 0 | 0 | 0 | 0 | 0 | 0 | 0 | 0
Build Battery-Wind 2026_Firm Generation Capacity | Build Battery-Wind_Firm Generation Capacity | B Build Battery-Wind_Firm Generation Capacity | 0 | 0 | System | Battery | Build Battery-Wind 2026 | Build Battery-Wind | Firm Generation Capacity | 1 | MW | 0 | 0 | 0 | 0 | 0 | 0 | 0 | 0 | 0 | 0 | 0 | 0 | 0 | 0 | 0 | 0 | 0 | 0 | 0 | 0
Build Battery-Wind 2027_Units | Build Battery-Wind_Units | B Build Battery-Wind_Units | 0 | 0 | System | Battery | Build Battery-Wind 2027 | Build Battery-Wind | Units | 1 | - | 0 | 0 | 0 | 0 | 0 | 0 | 0 | 0 | 0 | 0 | 0 | 0 | 0 | 0 | 0 | 0 | 0 | 0 | 0 | 0
Build Battery-Wind 2027_Generation | Build Battery-Wind_Generation | B Build Battery-Wind_Generation | 0 | 0 | System | Battery | Build Battery-Wind 2027 | Build Battery-Wind | Generation | 1 | GWh | 0 | 0 | 0 | 0 | 0 | 0 | 0 | 0 | 0 | 0 | 0 | 0 | 0 | 0 | 0 | 0 | 0 | 0 | 0 | 0
Build Battery-Wind 2027_Installed Capacity | Build Battery-Wind_Installed Capacity | B Build Battery-Wind_Installed Capacity | 0 | 0 | System | Battery | Build Battery-Wind 2027 | Build Battery-Wind | Installed Capacity | 1 | MWh | 0 | 0 | 0 | 0 | 0 | 0 | 0 | 0 | 0 | 0 | 0 | 0 | 0 | 0 | 0 | 0 | 0 | 0 | 0 | 0
Build Battery-Wind 2027_Generation Capacity | Build Battery-Wind_Generation Capacity | B Build Battery-Wind_Generation Capacity | 0 | 0 | System | Battery | Build Battery-Wind 2027 | Build Battery-Wind | Generation Capacity | 1 | MW | 0 | 0 | 0 | 0 | 0 | 0 | 0 | 0 | 0 | 0 | 0 | 0 | 0 | 0 | 0 | 0 | 0 | 0 | 0 | 0
Build Battery-Wind 2027_Firm Generation Capacity | Build Battery-Wind_Firm Generation Capacity | B Build Battery-Wind_Firm Generation Capacity | 0 | 0 | System | Battery | Build Battery-Wind 2027 | Build Battery-Wind | Firm Generation Capacity | 1 | MW | 0 | 0 | 0 | 0 | 0 | 0 | 0 | 0 | 0 | 0 | 0 | 0 | 0 | 0 | 0 | 0 | 0 | 0 | 0 | 0
Build Battery-Wind 2028_Units | Build Battery-Wind_Units | B Build Battery-Wind_Units | 0 | 0 | System | Battery | Build Battery-Wind 2028 | Build Battery-Wind | Units | 1 | - | 0 | 0 | 0 | 0 | 0 | 0 | 0 | 0 | 0 | 0 | 0 | 0 | 0 | 0 | 0 | 0 | 0 | 0 | 0 | 0
Build Battery-Wind 2028_Generation | Build Battery-Wind_Generation | B Build Battery-Wind_Generation | 0 | 0 | System | Battery | Build Battery-Wind 2028 | Build Battery-Wind | Generation | 1 | GWh | 0 | 0 | 0 | 0 | 0 | 0 | 0 | 0 | 0 | 0 | 0 | 0 | 0 | 0 | 0 | 0 | 0 | 0 | 0 | 0
Build Battery-Wind 2028_Installed Capacity | Build Battery-Wind_Installed Capacity | B Build Battery-Wind_Installed Capacity | 0 | 0 | System | Battery | Build Battery-Wind 2028 | Build Battery-Wind | Installed Capacity | 1 | MWh | 0 | 0 | 0 | 0 | 0 | 0 | 0 | 0 | 0 | 0 | 0 | 0 | 0 | 0 | 0 | 0 | 0 | 0 | 0 | 0
Build Battery-Wind 2028_Generation Capacity | Build Battery-Wind_Generation Capacity | B Build Battery-Wind_Generation Capacity | 0 | 0 | System | Battery | Build Battery-Wind 2028 | Build Battery-Wind | Generation Capacity | 1 | MW | 0 | 0 | 0 | 0 | 0 | 0 | 0 | 0 | 0 | 0 | 0 | 0 | 0 | 0 | 0 | 0 | 0 | 0 | 0 | 0
Build Battery-Wind 2028_Firm Generation Capacity | Build Battery-Wind_Firm Generation Capacity | B Build Battery-Wind_Firm Generation Capacity | 0 | 0 | System | Battery | Build Battery-Wind 2028 | Build Battery-Wind | Firm Generation Capacity | 1 | MW | 0 | 0 | 0 | 0 | 0 | 0 | 0 | 0 | 0 | 0 | 0 | 0 | 0 | 0 | 0 | 0 | 0 | 0 | 0 | 0
Build Battery-Wind 2029_Units | Build Battery-Wind_Units | B Build Battery-Wind_Units | 0 | 0 | System | Battery | Build Battery-Wind 2029 | Build Battery-Wind | Units | 1 | - | 0 | 0 | 0 | 0 | 0 | 0 | 0 | 0 | 0 | 0 | 0 | 0 | 0 | 0 | 0 | 0 | 0 | 0 | 0 | 0
Build Battery-Wind 2029_Generation | Build Battery-Wind_Generation | B Build Battery-Wind_Generation | 0 | 0 | System | Battery | Build Battery-Wind 2029 | Build Battery-Wind | Generation | 1 | GWh | 0 | 0 | 0 | 0 | 0 | 0 | 0 | 0 | 0 | 0 | 0 | 0 | 0 | 0 | 0 | 0 | 0 | 0 | 0 | 0
Build Battery-Wind 2029_Installed Capacity | Build Battery-Wind_Installed Capacity | B Build Battery-Wind_Installed Capacity | 0 | 0 | System | Battery | Build Battery-Wind 2029 | Build Battery-Wind | Installed Capacity | 1 | MWh | 0 | 0 | 0 | 0 | 0 | 0 | 0 | 0 | 0 | 0 | 0 | 0 | 0 | 0 | 0 | 0 | 0 | 0 | 0 | 0
Build Battery-Wind 2029_Generation Capacity | Build Battery-Wind_Generation Capacity | B Build Battery-Wind_Generation Capacity | 0 | 0 | System | Battery | Build Battery-Wind 2029 | Build Battery-Wind | Generation Capacity | 1 | MW | 0 | 0 | 0 | 0 | 0 | 0 | 0 | 0 | 0 | 0 | 0 | 0 | 0 | 0 | 0 | 0 | 0 | 0 | 0 | 0
Build Battery-Wind 2029_Firm Generation Capacity | Build Battery-Wind_Firm Generation Capacity | B Build Battery-Wind_Firm Generation Capacity | 0 | 0 | System | Battery | Build Battery-Wind 2029 | Build Battery-Wind | Firm Generation Capacity | 1 | MW | 0 | 0 | 0 | 0 | 0 | 0 | 0 | 0 | 0 | 0 | 0 | 0 | 0 | 0 | 0 | 0 | 0 | 0 | 0 | 0
Build Battery-Wind 2030_Units | Build Battery-Wind_Units | B Build Battery-Wind_Units | 0 | 0 | System | Battery | Build Battery-Wind 2030 | Build Battery-Wind | Units | 1 | - | 0 | 0 | 0 | 0 | 0 | 0 | 0 | 0 | 0 | 0 | 0 | 0 | 0 | 0 | 0 | 0 | 0 | 0 | 0 | 0
Build Battery-Wind 2030_Generation | Build Battery-Wind_Generation | B Build Battery-Wind_Generation | 0 | 0 | System | Battery | Build Battery-Wind 2030 | Build Battery-Wind | Generation | 1 | GWh | 0 | 0 | 0 | 0 | 0 | 0 | 0 | 0 | 0 | 0 | 0 | 0 | 0 | 0 | 0 | 0 | 0 | 0 | 0 | 0
Build Battery-Wind 2030_Installed Capacity | Build Battery-Wind_Installed Capacity | B Build Battery-Wind_Installed Capacity | 0 | 0 | System | Battery | Build Battery-Wind 2030 | Build Battery-Wind | Installed Capacity | 1 | MWh | 0 | 0 | 0 | 0 | 0 | 0 | 0 | 0 | 0 | 0 | 0 | 0 | 0 | 0 | 0 | 0 | 0 | 0 | 0 | 0
Build Battery-Wind 2030_Generation Capacity | Build Battery-Wind_Generation Capacity | B Build Battery-Wind_Generation Capacity | 0 | 0 | System | Battery | Build Battery-Wind 2030 | Build Battery-Wind | Generation Capacity | 1 | MW | 0 | 0 | 0 | 0 | 0 | 0 | 0 | 0 | 0 | 0 | 0 | 0 | 0 | 0 | 0 | 0 | 0 | 0 | 0 | 0
Build Battery-Wind 2030_Firm Generation Capacity | Build Battery-Wind_Firm Generation Capacity | B Build Battery-Wind_Firm Generation Capacity | 0 | 0 | System | Battery | Build Battery-Wind 2030 | Build Battery-Wind | Firm Generation Capacity | 1 | MW | 0 | 0 | 0 | 0 | 0 | 0 | 0 | 0 | 0 | 0 | 0 | 0 | 0 | 0 | 0 | 0 | 0 | 0 | 0 | 0
Build Battery-Wind 2031_Units | Build Battery-Wind_Units | B Build Battery-Wind_Units | 0 | 0 | System | Battery | Build Battery-Wind 2031 | Build Battery-Wind | Units | 1 | - | 0 | 0 | 0 | 0 | 0 | 0 | 0 | 0 | 0 | 0 | 0 | 0 | 0 | 0 | 0 | 0 | 0 | 0 | 0 | 0
Build Battery-Wind 2031_Generation | Build Battery-Wind_Generation | B Build Battery-Wind_Generation | 0 | 0 | System | Battery | Build Battery-Wind 2031 | Build Battery-Wind | Generation | 1 | GWh | 0 | 0 | 0 | 0 | 0 | 0 | 0 | 0 | 0 | 0 | 0 | 0 | 0 | 0 | 0 | 0 | 0 | 0 | 0 | 0
Build Battery-Wind 2031_Installed Capacity | Build Battery-Wind_Installed Capacity | B Build Battery-Wind_Installed Capacity | 0 | 0 | System | Battery | Build Battery-Wind 2031 | Build Battery-Wind | Installed Capacity | 1 | MWh | 0 | 0 | 0 | 0 | 0 | 0 | 0 | 0 | 0 | 0 | 0 | 0 | 0 | 0 | 0 | 0 | 0 | 0 | 0 | 0
Build Battery-Wind 2031_Generation Capacity | Build Battery-Wind_Generation Capacity | B Build Battery-Wind_Generation Capacity | 0 | 0 | System | Battery | Build Battery-Wind 2031 | Build Battery-Wind | Generation Capacity | 1 | MW | 0 | 0 | 0 | 0 | 0 | 0 | 0 | 0 | 0 | 0 | 0 | 0 | 0 | 0 | 0 | 0 | 0 | 0 | 0 | 0
Build Battery-Wind 2031_Firm Generation Capacity | Build Battery-Wind_Firm Generation Capacity | B Build Battery-Wind_Firm Generation Capacity | 0 | 0 | System | Battery | Build Battery-Wind 2031 | Build Battery-Wind | Firm Generation Capacity | 1 | MW | 0 | 0 | 0 | 0 | 0 | 0 | 0 | 0 | 0 | 0 | 0 | 0 | 0 | 0 | 0 | 0 | 0 | 0 | 0 | 0
Build Battery-Wind 2032_Units | Build Battery-Wind_Units | B Build Battery-Wind_Units | 0 | 0 | System | Battery | Build Battery-Wind 2032 | Build Battery-Wind | Units | 1 | - | 0 | 0 | 0 | 0 | 0 | 0 | 0 | 0 | 0 | 0 | 0 | 0 | 0 | 0 | 0 | 0 | 0 | 0 | 0 | 0
Build Battery-Wind 2032_Generation | Build Battery-Wind_Generation | B Build Battery-Wind_Generation | 0 | 0 | System | Battery | Build Battery-Wind 2032 | Build Battery-Wind | Generation | 1 | GWh | 0 | 0 | 0 | 0 | 0 | 0 | 0 | 0 | 0 | 0 | 0 | 0 | 0 | 0 | 0 | 0 | 0 | 0 | 0 | 0
Build Battery-Wind 2032_Installed Capacity | Build Battery-Wind_Installed Capacity | B Build Battery-Wind_Installed Capacity | 0 | 0 | System | Battery | Build Battery-Wind 2032 | Build Battery-Wind | Installed Capacity | 1 | MWh | 0 | 0 | 0 | 0 | 0 | 0 | 0 | 0 | 0 | 0 | 0 | 0 | 0 | 0 | 0 | 0 | 0 | 0 | 0 | 0
Build Battery-Wind 2032_Generation Capacity | Build Battery-Wind_Generation Capacity | B Build Battery-Wind_Generation Capacity | 0 | 0 | System | Battery | Build Battery-Wind 2032 | Build Battery-Wind | Generation Capacity | 1 | MW | 0 | 0 | 0 | 0 | 0 | 0 | 0 | 0 | 0 | 0 | 0 | 0 | 0 | 0 | 0 | 0 | 0 | 0 | 0 | 0
Build Battery-Wind 2032_Firm Generation Capacity | Build Battery-Wind_Firm Generation Capacity | B Build Battery-Wind_Firm Generation Capacity | 0 | 0 | System | Battery | Build Battery-Wind 2032 | Build Battery-Wind | Firm Generation Capacity | 1 | MW | 0 | 0 | 0 | 0 | 0 | 0 | 0 | 0 | 0 | 0 | 0 | 0 | 0 | 0 | 0 | 0 | 0 | 0 | 0 | 0
Build Battery-Wind 2033_Units | Build Battery-Wind_Units | B Build Battery-Wind_Units | 0 | 0 | System | Battery | Build Battery-Wind 2033 | Build Battery-Wind | Units | 1 | - | 0 | 0 | 0 | 0 | 0 | 0 | 0 | 0 | 0 | 0 | 0 | 0 | 0 | 0 | 0 | 0 | 0 | 0 | 0 | 0
Build Battery-Wind 2033_Generation | Build Battery-Wind_Generation | B Build Battery-Wind_Generation | 0 | 0 | System | Battery | Build Battery-Wind 2033 | Build Battery-Wind | Generation | 1 | GWh | 0 | 0 | 0 | 0 | 0 | 0 | 0 | 0 | 0 | 0 | 0 | 0 | 0 | 0 | 0 | 0 | 0 | 0 | 0 | 0
Build Battery-Wind 2033_Installed Capacity | Build Battery-Wind_Installed Capacity | B Build Battery-Wind_Installed Capacity | 0 | 0 | System | Battery | Build Battery-Wind 2033 | Build Battery-Wind | Installed Capacity | 1 | MWh | 0 | 0 | 0 | 0 | 0 | 0 | 0 | 0 | 0 | 0 | 0 | 0 | 0 | 0 | 0 | 0 | 0 | 0 | 0 | 0
Build Battery-Wind 2033_Generation Capacity | Build Battery-Wind_Generation Capacity | B Build Battery-Wind_Generation Capacity | 0 | 0 | System | Battery | Build Battery-Wind 2033 | Build Battery-Wind | Generation Capacity | 1 | MW | 0 | 0 | 0 | 0 | 0 | 0 | 0 | 0 | 0 | 0 | 0 | 0 | 0 | 0 | 0 | 0 | 0 | 0 | 0 | 0
Build Battery-Wind 2033_Firm Generation Capacity | Build Battery-Wind_Firm Generation Capacity | B Build Battery-Wind_Firm Generation Capacity | 0 | 0 | System | Battery | Build Battery-Wind 2033 | Build Battery-Wind | Firm Generation Capacity | 1 | MW | 0 | 0 | 0 | 0 | 0 | 0 | 0 | 0 | 0 | 0 | 0 | 0 | 0 | 0 | 0 | 0 | 0 | 0 | 0 | 0
Build Battery-Wind 2034_Units | Build Battery-Wind_Units | B Build Battery-Wind_Units | 0 | 0 | System | Battery | Build Battery-Wind 2034 | Build Battery-Wind | Units | 1 | - | 0 | 0 | 0 | 0 | 0 | 0 | 0 | 0 | 0 | 0 | 0 | 0 | 0 | 0 | 0 | 0 | 0 | 0 | 0 | 0
Build Battery-Wind 2034_Generation | Build Battery-Wind_Generation | B Build Battery-Wind_Generation | 0 | 0 | System | Battery | Build Battery-Wind 2034 | Build Battery-Wind | Generation | 1 | GWh | 0 | 0 | 0 | 0 | 0 | 0 | 0 | 0 | 0 | 0 | 0 | 0 | 0 | 0 | 0 | 0 | 0 | 0 | 0 | 0
Build Battery-Wind 2034_Installed Capacity | Build Battery-Wind_Installed Capacity | B Build Battery-Wind_Installed Capacity | 0 | 0 | System | Battery | Build Battery-Wind 2034 | Build Battery-Wind | Installed Capacity | 1 | MWh | 0 | 0 | 0 | 0 | 0 | 0 | 0 | 0 | 0 | 0 | 0 | 0 | 0 | 0 | 0 | 0 | 0 | 0 | 0 | 0
Build Battery-Wind 2034_Generation Capacity | Build Battery-Wind_Generation Capacity | B Build Battery-Wind_Generation Capacity | 0 | 0 | System | Battery | Build Battery-Wind 2034 | Build Battery-Wind | Generation Capacity | 1 | MW | 0 | 0 | 0 | 0 | 0 | 0 | 0 | 0 | 0 | 0 | 0 | 0 | 0 | 0 | 0 | 0 | 0 | 0 | 0 | 0
Build Battery-Wind 2034_Firm Generation Capacity | Build Battery-Wind_Firm Generation Capacity | B Build Battery-Wind_Firm Generation Capacity | 0 | 0 | System | Battery | Build Battery-Wind 2034 | Build Battery-Wind | Firm Generation Capacity | 1 | MW | 0 | 0 | 0 | 0 | 0 | 0 | 0 | 0 | 0 | 0 | 0 | 0 | 0 | 0 | 0 | 0 | 0 | 0 | 0 | 0
Build Battery-Wind 2035_Units | Build Battery-Wind_Units | B Build Battery-Wind_Units | 0 | 0 | System | Battery | Build Battery-Wind 2035 | Build Battery-Wind | Units | 1 | - | 0 | 0 | 0 | 0 | 0 | 0 | 0 | 0 | 0 | 0 | 0 | 0 | 0 | 0 | 0 | 0 | 0 | 0 | 0 | 0
Build Battery-Wind 2035_Generation | Build Battery-Wind_Generation | B Build Battery-Wind_Generation | 0 | 0 | System | Battery | Build Battery-Wind 2035 | Build Battery-Wind | Generation | 1 | GWh | 0 | 0 | 0 | 0 | 0 | 0 | 0 | 0 | 0 | 0 | 0 | 0 | 0 | 0 | 0 | 0 | 0 | 0 | 0 | 0
Build Battery-Wind 2035_Installed Capacity | Build Battery-Wind_Installed Capacity | B Build Battery-Wind_Installed Capacity | 0 | 0 | System | Battery | Build Battery-Wind 2035 | Build Battery-Wind | Installed Capacity | 1 | MWh | 0 | 0 | 0 | 0 | 0 | 0 | 0 | 0 | 0 | 0 | 0 | 0 | 0 | 0 | 0 | 0 | 0 | 0 | 0 | 0
Build Battery-Wind 2035_Generation Capacity | Build Battery-Wind_Generation Capacity | B Build Battery-Wind_Generation Capacity | 0 | 0 | System | Battery | Build Battery-Wind 2035 | Build Battery-Wind | Generation Capacity | 1 | MW | 0 | 0 | 0 | 0 | 0 | 0 | 0 | 0 | 0 | 0 | 0 | 0 | 0 | 0 | 0 | 0 | 0 | 0 | 0 | 0
Build Battery-Wind 2035_Firm Generation Capacity | Build Battery-Wind_Firm Generation Capacity | B Build Battery-Wind_Firm Generation Capacity | 0 | 0 | System | Battery | Build Battery-Wind 2035 | Build Battery-Wind | Firm Generation Capacity | 1 | MW | 0 | 0 | 0 | 0 | 0 | 0 | 0 | 0 | 0 | 0 | 0 | 0 | 0 | 0 | 0 | 0 | 0 | 0 | 0 | 0
Build Battery-Wind 2036_Units | Build Battery-Wind_Units | B Build Battery-Wind_Units | 0 | 0 | System | Battery | Build Battery-Wind 2036 | Build Battery-Wind | Units | 1 | - | 0 | 0 | 0 | 0 | 0 | 0 | 0 | 0 | 0 | 0 | 0 | 0 | 0 | 0 | 0 | 0 | 0 | 0 | 0 | 0
Build Battery-Wind 2036_Generation | Build Battery-Wind_Generation | B Build Battery-Wind_Generation | 0 | 0 | System | Battery | Build Battery-Wind 2036 | Build Battery-Wind | Generation | 1 | GWh | 0 | 0 | 0 | 0 | 0 | 0 | 0 | 0 | 0 | 0 | 0 | 0 | 0 | 0 | 0 | 0 | 0 | 0 | 0 | 0
Build Battery-Wind 2036_Installed Capacity | Build Battery-Wind_Installed Capacity | B Build Battery-Wind_Installed Capacity | 0 | 0 | System | Battery | Build Battery-Wind 2036 | Build Battery-Wind | Installed Capacity | 1 | MWh | 0 | 0 | 0 | 0 | 0 | 0 | 0 | 0 | 0 | 0 | 0 | 0 | 0 | 0 | 0 | 0 | 0 | 0 | 0 | 0
Build Battery-Wind 2036_Generation Capacity | Build Battery-Wind_Generation Capacity | B Build Battery-Wind_Generation Capacity | 0 | 0 | System | Battery | Build Battery-Wind 2036 | Build Battery-Wind | Generation Capacity | 1 | MW | 0 | 0 | 0 | 0 | 0 | 0 | 0 | 0 | 0 | 0 | 0 | 0 | 0 | 0 | 0 | 0 | 0 | 0 | 0 | 0
Build Battery-Wind 2036_Firm Generation Capacity | Build Battery-Wind_Firm Generation Capacity | B Build Battery-Wind_Firm Generation Capacity | 0 | 0 | System | Battery | Build Battery-Wind 2036 | Build Battery-Wind | Firm Generation Capacity | 1 | MW | 0 | 0 | 0 | 0 | 0 | 0 | 0 | 0 | 0 | 0 | 0 | 0 | 0 | 0 | 0 | 0 | 0 | 0 | 0 | 0
Build Battery-Wind 2037_Units | Build Battery-Wind_Units | B Build Battery-Wind_Units | 0 | 0 | System | Battery | Build Battery-Wind 2037 | Build Battery-Wind | Units | 1 | - | 0 | 0 | 0 | 0 | 0 | 0 | 0 | 0 | 0 | 0 | 0 | 0 | 0 | 0 | 0 | 0 | 0 | 0 | 0 | 0
Build Battery-Wind 2037_Generation | Build Battery-Wind_Generation | B Build Battery-Wind_Generation | 0 | 0 | System | Battery | Build Battery-Wind 2037 | Build Battery-Wind | Generation | 1 | GWh | 0 | 0 | 0 | 0 | 0 | 0 | 0 | 0 | 0 | 0 | 0 | 0 | 0 | 0 | 0 | 0 | 0 | 0 | 0 | 0
Build Battery-Wind 2037_Installed Capacity | Build Battery-Wind_Installed Capacity | B Build Battery-Wind_Installed Capacity | 0 | 0 | System | Battery | Build Battery-Wind 2037 | Build Battery-Wind | Installed Capacity | 1 | MWh | 0 | 0 | 0 | 0 | 0 | 0 | 0 | 0 | 0 | 0 | 0 | 0 | 0 | 0 | 0 | 0 | 0 | 0 | 0 | 0
Build Battery-Wind 2037_Generation Capacity | Build Battery-Wind_Generation Capacity | B Build Battery-Wind_Generation Capacity | 0 | 0 | System | Battery | Build Battery-Wind 2037 | Build Battery-Wind | Generation Capacity | 1 | MW | 0 | 0 | 0 | 0 | 0 | 0 | 0 | 0 | 0 | 0 | 0 | 0 | 0 | 0 | 0 | 0 | 0 | 0 | 0 | 0
Build Battery-Wind 2037_Firm Generation Capacity | Build Battery-Wind_Firm Generation Capacity | B Build Battery-Wind_Firm Generation Capacity | 0 | 0 | System | Battery | Build Battery-Wind 2037 | Build Battery-Wind | Firm Generation Capacity | 1 | MW | 0 | 0 | 0 | 0 | 0 | 0 | 0 | 0 | 0 | 0 | 0 | 0 | 0 | 0 | 0 | 0 | 0 | 0 | 0 | 0
Build Battery-Wind 2038_Units | Build Battery-Wind_Units | B Build Battery-Wind_Units | 0 | 0 | System | Battery | Build Battery-Wind 2038 | Build Battery-Wind | Units | 1 | - | 0 | 0 | 0 | 0 | 0 | 0 | 0 | 0 | 0 | 0 | 0 | 0 | 0 | 0 | 0 | 0 | 0 | 0 | 0 | 0
Build Battery-Wind 2038_Generation | Build Battery-Wind_Generation | B Build Battery-Wind_Generation | 0 | 0 | System | Battery | Build Battery-Wind 2038 | Build Battery-Wind | Generation | 1 | GWh | 0 | 0 | 0 | 0 | 0 | 0 | 0 | 0 | 0 | 0 | 0 | 0 | 0 | 0 | 0 | 0 | 0 | 0 | 0 | 0
Build Battery-Wind 2038_Installed Capacity | Build Battery-Wind_Installed Capacity | B Build Battery-Wind_Installed Capacity | 0 | 0 | System | Battery | Build Battery-Wind 2038 | Build Battery-Wind | Installed Capacity | 1 | MWh | 0 | 0 | 0 | 0 | 0 | 0 | 0 | 0 | 0 | 0 | 0 | 0 | 0 | 0 | 0 | 0 | 0 | 0 | 0 | 0
Build Battery-Wind 2038_Generation Capacity | Build Battery-Wind_Generation Capacity | B Build Battery-Wind_Generation Capacity | 0 | 0 | System | Battery | Build Battery-Wind 2038 | Build Battery-Wind | Generation Capacity | 1 | MW | 0 | 0 | 0 | 0 | 0 | 0 | 0 | 0 | 0 | 0 | 0 | 0 | 0 | 0 | 0 | 0 | 0 | 0 | 0 | 0
Build Battery-Wind 2038_Firm Generation Capacity | Build Battery-Wind_Firm Generation Capacity | B Build Battery-Wind_Firm Generation Capacity | 0 | 0 | System | Battery | Build Battery-Wind 2038 | Build Battery-Wind | Firm Generation Capacity | 1 | MW | 0 | 0 | 0 | 0 | 0 | 0 | 0 | 0 | 0 | 0 | 0 | 0 | 0 | 0 | 0 | 0 | 0 | 0 | 0 | 0
Build Battery-Wind 2039_Units | Build Battery-Wind_Units | B Build Battery-Wind_Units | 0 | 0 | System | Battery | Build Battery-Wind 2039 | Build Battery-Wind | Units | 1 | - | 0 | 0 | 0 | 0 | 0 | 0 | 0 | 0 | 0 | 0 | 0 | 0 | 0 | 0 | 0 | 0 | 0 | 0 | 0 | 0
Build Battery-Wind 2039_Generation | Build Battery-Wind_Generation | B Build Battery-Wind_Generation | 0 | 0 | System | Battery | Build Battery-Wind 2039 | Build Battery-Wind | Generation | 1 | GWh | 0 | 0 | 0 | 0 | 0 | 0 | 0 | 0 | 0 | 0 | 0 | 0 | 0 | 0 | 0 | 0 | 0 | 0 | 0 | 0
Build Battery-Wind 2039_Installed Capacity | Build Battery-Wind_Installed Capacity | B Build Battery-Wind_Installed Capacity | 0 | 0 | System | Battery | Build Battery-Wind 2039 | Build Battery-Wind | Installed Capacity | 1 | MWh | 0 | 0 | 0 | 0 | 0 | 0 | 0 | 0 | 0 | 0 | 0 | 0 | 0 | 0 | 0 | 0 | 0 | 0 | 0 | 0
Build Battery-Wind 2039_Generation Capacity | Build Battery-Wind_Generation Capacity | B Build Battery-Wind_Generation Capacity | 0 | 0 | System | Battery | Build Battery-Wind 2039 | Build Battery-Wind | Generation Capacity | 1 | MW | 0 | 0 | 0 | 0 | 0 | 0 | 0 | 0 | 0 | 0 | 0 | 0 | 0 | 0 | 0 | 0 | 0 | 0 | 0 | 0
Build Battery-Wind 2039_Firm Generation Capacity | Build Battery-Wind_Firm Generation Capacity | B Build Battery-Wind_Firm Generation Capacity | 0 | 0 | System | Battery | Build Battery-Wind 2039 | Build Battery-Wind | Firm Generation Capacity | 1 | MW | 0 | 0 | 0 | 0 | 0 | 0 | 0 | 0 | 0 | 0 | 0 | 0 | 0 | 0 | 0 | 0 | 0 | 0 | 0 | 0
Build Battery-Wind 2040_Units | Build Battery-Wind_Units | B Build Battery-Wind_Units | 0 | 0 | System | Battery | Build Battery-Wind 2040 | Build Battery-Wind | Units | 1 | - | 0 | 0 | 0 | 0 | 0 | 0 | 0 | 0 | 0 | 0 | 0 | 0 | 0 | 0 | 0 | 0 | 0 | 0 | 0 | 0
Build Battery-Wind 2040_Generation | Build Battery-Wind_Generation | B Build Battery-Wind_Generation | 0 | 0 | System | Battery | Build Battery-Wind 2040 | Build Battery-Wind | Generation | 1 | GWh | 0 | 0 | 0 | 0 | 0 | 0 | 0 | 0 | 0 | 0 | 0 | 0 | 0 | 0 | 0 | 0 | 0 | 0 | 0 | 0
Build Battery-Wind 2040_Installed Capacity | Build Battery-Wind_Installed Capacity | B Build Battery-Wind_Installed Capacity | 0 | 0 | System | Battery | Build Battery-Wind 2040 | Build Battery-Wind | Installed Capacity | 1 | MWh | 0 | 0 | 0 | 0 | 0 | 0 | 0 | 0 | 0 | 0 | 0 | 0 | 0 | 0 | 0 | 0 | 0 | 0 | 0 | 0
Build Battery-Wind 2040_Generation Capacity | Build Battery-Wind_Generation Capacity | B Build Battery-Wind_Generation Capacity | 0 | 0 | System | Battery | Build Battery-Wind 2040 | Build Battery-Wind | Generation Capacity | 1 | MW | 0 | 0 | 0 | 0 | 0 | 0 | 0 | 0 | 0 | 0 | 0 | 0 | 0 | 0 | 0 | 0 | 0 | 0 | 0 | 0
Build Battery-Wind 2040_Firm Generation Capacity | Build Battery-Wind_Firm Generation Capacity | B Build Battery-Wind_Firm Generation Capacity | 0 | 0 | System | Battery | Build Battery-Wind 2040 | Build Battery-Wind | Firm Generation Capacity | 1 | MW | 0 | 0 | 0 | 0 | 0 | 0 | 0 | 0 | 0 | 0 | 0 | 0 | 0 | 0 | 0 | 0 | 0 | 0 | 0 | 0
Build Battery-Wind 2041_Units | Build Battery-Wind_Units | B Build Battery-Wind_Units | 0 | 0 | System | Battery | Build Battery-Wind 2041 | Build Battery-Wind | Units | 1 | - | 0 | 0 | 0 | 0 | 0 | 0 | 0 | 0 | 0 | 0 | 0 | 0 | 0 | 0 | 0 | 0 | 0 | 0 | 0 | 0
Build Battery-Wind 2041_Generation | Build Battery-Wind_Generation | B Build Battery-Wind_Generation | 0 | 0 | System | Battery | Build Battery-Wind 2041 | Build Battery-Wind | Generation | 1 | GWh | 0 | 0 | 0 | 0 | 0 | 0 | 0 | 0 | 0 | 0 | 0 | 0 | 0 | 0 | 0 | 0 | 0 | 0 | 0 | 0
Build Battery-Wind 2041_Installed Capacity | Build Battery-Wind_Installed Capacity | B Build Battery-Wind_Installed Capacity | 0 | 0 | System | Battery | Build Battery-Wind 2041 | Build Battery-Wind | Installed Capacity | 1 | MWh | 0 | 0 | 0 | 0 | 0 | 0 | 0 | 0 | 0 | 0 | 0 | 0 | 0 | 0 | 0 | 0 | 0 | 0 | 0 | 0
Build Battery-Wind 2041_Generation Capacity | Build Battery-Wind_Generation Capacity | B Build Battery-Wind_Generation Capacity | 0 | 0 | System | Battery | Build Battery-Wind 2041 | Build Battery-Wind | Generation Capacity | 1 | MW | 0 | 0 | 0 | 0 | 0 | 0 | 0 | 0 | 0 | 0 | 0 | 0 | 0 | 0 | 0 | 0 | 0 | 0 | 0 | 0
Build Battery-Wind 2041_Firm Generation Capacity | Build Battery-Wind_Firm Generation Capacity | B Build Battery-Wind_Firm Generation Capacity | 0 | 0 | System | Battery | Build Battery-Wind 2041 | Build Battery-Wind | Firm Generation Capacity | 1 | MW | 0 | 0 | 0 | 0 | 0 | 0 | 0 | 0 | 0 | 0 | 0 | 0 | 0 | 0 | 0 | 0 | 0 | 0 | 0 | 0
Build Battery-Wind 2042_Units | Build Battery-Wind_Units | B Build Battery-Wind_Units | 0 | 0 | System | Battery | Build Battery-Wind 2042 | Build Battery-Wind | Units | 1 | - | 0 | 0 | 0 | 0 | 0 | 0 | 0 | 0 | 0 | 0 | 0 | 0 | 0 | 0 | 0 | 0 | 0 | 0 | 0 | 0
Build Battery-Wind 2042_Generation | Build Battery-Wind_Generation | B Build Battery-Wind_Generation | 0 | 0 | System | Battery | Build Battery-Wind 2042 | Build Battery-Wind | Generation | 1 | GWh | 0 | 0 | 0 | 0 | 0 | 0 | 0 | 0 | 0 | 0 | 0 | 0 | 0 | 0 | 0 | 0 | 0 | 0 | 0 | 0
Build Battery-Wind 2042_Installed Capacity | Build Battery-Wind_Installed Capacity | B Build Battery-Wind_Installed Capacity | 0 | 0 | System | Battery | Build Battery-Wind 2042 | Build Battery-Wind | Installed Capacity | 1 | MWh | 0 | 0 | 0 | 0 | 0 | 0 | 0 | 0 | 0 | 0 | 0 | 0 | 0 | 0 | 0 | 0 | 0 | 0 | 0 | 0
Build Battery-Wind 2042_Generation Capacity | Build Battery-Wind_Generation Capacity | B Build Battery-Wind_Generation Capacity | 0 | 0 | System | Battery | Build Battery-Wind 2042 | Build Battery-Wind | Generation Capacity | 1 | MW | 0 | 0 | 0 | 0 | 0 | 0 | 0 | 0 | 0 | 0 | 0 | 0 | 0 | 0 | 0 | 0 | 0 | 0 | 0 | 0
Build Battery-Wind 2042_Firm Generation Capacity | Build Battery-Wind_Firm Generation Capacity | B Build Battery-Wind_Firm Generation Capacity | 0 | 0 | System | Battery | Build Battery-Wind 2042 | Build Battery-Wind | Firm Generation Capacity | 1 | MW | 0 | 0 | 0 | 0 | 0 | 0 | 0 | 0 | 0 | 0 | 0 | 0 | 0 | 0 | 0 | 0 | 0 | 0 | 0 | 0
Build Battery-Wind 2043_Units | Build Battery-Wind_Units | B Build Battery-Wind_Units | 0 | 0 | System | Battery | Build Battery-Wind 2043 | Build Battery-Wind | Units | 1 | - | 0 | 0 | 0 | 0 | 0 | 0 | 0 | 0 | 0 | 0 | 0 | 0 | 0 | 0 | 0 | 0 | 0 | 0 | 0 | 0
Build Battery-Wind 2043_Generation | Build Battery-Wind_Generation | B Build Battery-Wind_Generation | 0 | 0 | System | Battery | Build Battery-Wind 2043 | Build Battery-Wind | Generation | 1 | GWh | 0 | 0 | 0 | 0 | 0 | 0 | 0 | 0 | 0 | 0 | 0 | 0 | 0 | 0 | 0 | 0 | 0 | 0 | 0 | 0
Build Battery-Wind 2043_Installed Capacity | Build Battery-Wind_Installed Capacity | B Build Battery-Wind_Installed Capacity | 0 | 0 | System | Battery | Build Battery-Wind 2043 | Build Battery-Wind | Installed Capacity | 1 | MWh | 0 | 0 | 0 | 0 | 0 | 0 | 0 | 0 | 0 | 0 | 0 | 0 | 0 | 0 | 0 | 0 | 0 | 0 | 0 | 0
Build Battery-Wind 2043_Generation Capacity | Build Battery-Wind_Generation Capacity | B Build Battery-Wind_Generation Capacity | 0 | 0 | System | Battery | Build Battery-Wind 2043 | Build Battery-Wind | Generation Capacity | 1 | MW | 0 | 0 | 0 | 0 | 0 | 0 | 0 | 0 | 0 | 0 | 0 | 0 | 0 | 0 | 0 | 0 | 0 | 0 | 0 | 0
Build Battery-Wind 2043_Firm Generation Capacity | Build Battery-Wind_Firm Generation Capacity | B Build Battery-Wind_Firm Generation Capacity | 0 | 0 | System | Battery | Build Battery-Wind 2043 | Build Battery-Wind | Firm Generation Capacity | 1 | MW | 0 | 0 | 0 | 0 | 0 | 0 | 0 | 0 | 0 | 0 | 0 | 0 | 0 | 0 | 0 | 0 | 0 | 0 | 0 | 0
Build Battery-Gen 2026_Units | Build Battery-Gen_Units | B Build Battery-Gen_Units | 0 | 0 | System | Battery | Build Battery-Gen 2026 | Build Battery-Gen | Units | 1 | - | 0 | 0 | 0 | 0 | 0 | 0 | 0 | 0 | 0 | 0 | 0 | 0 | 0 | 0 | 0 | 0 | 0 | 0 | 0 | 0
Build Battery-Gen 2026_Generation | Build Battery-Gen_Generation | B Build Battery-Gen_Generation | 0 | 0 | System | Battery | Build Battery-Gen 2026 | Build Battery-Gen | Generation | 1 | GWh | 0 | 0 | 0 | 0 | 0 | 0 | 0 | 0 | 0 | 0 | 0 | 0 | 0 | 0 | 0 | 0 | 0 | 0 | 0 | 0
Build Battery-Gen 2026_Installed Capacity | Build Battery-Gen_Installed Capacity | B Build Battery-Gen_Installed Capacity | 0 | 0 | System | Battery | Build Battery-Gen 2026 | Build Battery-Gen | Installed Capacity | 1 | MWh | 0 | 0 | 0 | 0 | 0 | 0 | 0 | 0 | 0 | 0 | 0 | 0 | 0 | 0 | 0 | 0 | 0 | 0 | 0 | 0
Build Battery-Gen 2026_Generation Capacity | Build Battery-Gen_Generation Capacity | B Build Battery-Gen_Generation Capacity | 0 | 0 | System | Battery | Build Battery-Gen 2026 | Build Battery-Gen | Generation Capacity | 1 | MW | 0 | 0 | 0 | 0 | 0 | 0 | 0 | 0 | 0 | 0 | 0 | 0 | 0 | 0 | 0 | 0 | 0 | 0 | 0 | 0
Build Battery-Gen 2026_Firm Generation Capacity | Build Battery-Gen_Firm Generation Capacity | B Build Battery-Gen_Firm Generation Capacity | 0 | 0 | System | Battery | Build Battery-Gen 2026 | Build Battery-Gen | Firm Generation Capacity | 1 | MW | 0 | 0 | 0 | 0 | 0 | 0 | 0 | 0 | 0 | 0 | 0 | 0 | 0 | 0 | 0 | 0 | 0 | 0 | 0 | 0
Build Battery-Gen 2027_Units | Build Battery-Gen_Units | B Build Battery-Gen_Units | 0 | 0 | System | Battery | Build Battery-Gen 2027 | Build Battery-Gen | Units | 1 | - | 0 | 0 | 0 | 0 | 0 | 0 | 0 | 0 | 0 | 0 | 0 | 0 | 0 | 0 | 0 | 0 | 0 | 0 | 0 | 0
Build Battery-Gen 2027_Generation | Build Battery-Gen_Generation | B Build Battery-Gen_Generation | 0 | 0 | System | Battery | Build Battery-Gen 2027 | Build Battery-Gen | Generation | 1 | GWh | 0 | 0 | 0 | 0 | 0 | 0 | 0 | 0 | 0 | 0 | 0 | 0 | 0 | 0 | 0 | 0 | 0 | 0 | 0 | 0
Build Battery-Gen 2027_Installed Capacity | Build Battery-Gen_Installed Capacity | B Build Battery-Gen_Installed Capacity | 0 | 0 | System | Battery | Build Battery-Gen 2027 | Build Battery-Gen | Installed Capacity | 1 | MWh | 0 | 0 | 0 | 0 | 0 | 0 | 0 | 0 | 0 | 0 | 0 | 0 | 0 | 0 | 0 | 0 | 0 | 0 | 0 | 0
Build Battery-Gen 2027_Generation Capacity | Build Battery-Gen_Generation Capacity | B Build Battery-Gen_Generation Capacity | 0 | 0 | System | Battery | Build Battery-Gen 2027 | Build Battery-Gen | Generation Capacity | 1 | MW | 0 | 0 | 0 | 0 | 0 | 0 | 0 | 0 | 0 | 0 | 0 | 0 | 0 | 0 | 0 | 0 | 0 | 0 | 0 | 0
Build Battery-Gen 2027_Firm Generation Capacity | Build Battery-Gen_Firm Generation Capacity | B Build Battery-Gen_Firm Generation Capacity | 0 | 0 | System | Battery | Build Battery-Gen 2027 | Build Battery-Gen | Firm Generation Capacity | 1 | MW | 0 | 0 | 0 | 0 | 0 | 0 | 0 | 0 | 0 | 0 | 0 | 0 | 0 | 0 | 0 | 0 | 0 | 0 | 0 | 0
Build Battery-Gen 2028_Units | Build Battery-Gen_Units | B Build Battery-Gen_Units | 0 | 0 | System | Battery | Build Battery-Gen 2028 | Build Battery-Gen | Units | 1 | - | 0 | 0 | 0 | 0 | 0 | 0 | 0 | 0 | 0 | 0 | 0 | 0 | 0 | 0 | 0 | 0 | 0 | 0 | 0 | 0
Build Battery-Gen 2028_Generation | Build Battery-Gen_Generation | B Build Battery-Gen_Generation | 0 | 0 | System | Battery | Build Battery-Gen 2028 | Build Battery-Gen | Generation | 1 | GWh | 0 | 0 | 0 | 0 | 0 | 0 | 0 | 0 | 0 | 0 | 0 | 0 | 0 | 0 | 0 | 0 | 0 | 0 | 0 | 0
Build Battery-Gen 2028_Installed Capacity | Build Battery-Gen_Installed Capacity | B Build Battery-Gen_Installed Capacity | 0 | 0 | System | Battery | Build Battery-Gen 2028 | Build Battery-Gen | Installed Capacity | 1 | MWh | 0 | 0 | 0 | 0 | 0 | 0 | 0 | 0 | 0 | 0 | 0 | 0 | 0 | 0 | 0 | 0 | 0 | 0 | 0 | 0
Build Battery-Gen 2028_Generation Capacity | Build Battery-Gen_Generation Capacity | B Build Battery-Gen_Generation Capacity | 0 | 0 | System | Battery | Build Battery-Gen 2028 | Build Battery-Gen | Generation Capacity | 1 | MW | 0 | 0 | 0 | 0 | 0 | 0 | 0 | 0 | 0 | 0 | 0 | 0 | 0 | 0 | 0 | 0 | 0 | 0 | 0 | 0
Build Battery-Gen 2028_Firm Generation Capacity | Build Battery-Gen_Firm Generation Capacity | B Build Battery-Gen_Firm Generation Capacity | 0 | 0 | System | Battery | Build Battery-Gen 2028 | Build Battery-Gen | Firm Generation Capacity | 1 | MW | 0 | 0 | 0 | 0 | 0 | 0 | 0 | 0 | 0 | 0 | 0 | 0 | 0 | 0 | 0 | 0 | 0 | 0 | 0 | 0
Build Battery-Gen 2029_Units | Build Battery-Gen_Units | B Build Battery-Gen_Units | 0 | 0 | System | Battery | Build Battery-Gen 2029 | Build Battery-Gen | Units | 1 | - | 0 | 0 | 0 | 0 | 0 | 0 | 0 | 0 | 0 | 0 | 0 | 0 | 0 | 0 | 0 | 0 | 0 | 0 | 0 | 0
Build Battery-Gen 2029_Generation | Build Battery-Gen_Generation | B Build Battery-Gen_Generation | 0 | 0 | System | Battery | Build Battery-Gen 2029 | Build Battery-Gen | Generation | 1 | GWh | 0 | 0 | 0 | 0 | 0 | 0 | 0 | 0 | 0 | 0 | 0 | 0 | 0 | 0 | 0 | 0 | 0 | 0 | 0 | 0
Build Battery-Gen 2029_Installed Capacity | Build Battery-Gen_Installed Capacity | B Build Battery-Gen_Installed Capacity | 0 | 0 | System | Battery | Build Battery-Gen 2029 | Build Battery-Gen | Installed Capacity | 1 | MWh | 0 | 0 | 0 | 0 | 0 | 0 | 0 | 0 | 0 | 0 | 0 | 0 | 0 | 0 | 0 | 0 | 0 | 0 | 0 | 0
Build Battery-Gen 2029_Generation Capacity | Build Battery-Gen_Generation Capacity | B Build Battery-Gen_Generation Capacity | 0 | 0 | System | Battery | Build Battery-Gen 2029 | Build Battery-Gen | Generation Capacity | 1 | MW | 0 | 0 | 0 | 0 | 0 | 0 | 0 | 0 | 0 | 0 | 0 | 0 | 0 | 0 | 0 | 0 | 0 | 0 | 0 | 0
Build Battery-Gen 2029_Firm Generation Capacity | Build Battery-Gen_Firm Generation Capacity | B Build Battery-Gen_Firm Generation Capacity | 0 | 0 | System | Battery | Build Battery-Gen 2029 | Build Battery-Gen | Firm Generation Capacity | 1 | MW | 0 | 0 | 0 | 0 | 0 | 0 | 0 | 0 | 0 | 0 | 0 | 0 | 0 | 0 | 0 | 0 | 0 | 0 | 0 | 0
Build Battery-Gen 2030_Units | Build Battery-Gen_Units | B Build Battery-Gen_Units | 0 | 0 | System | Battery | Build Battery-Gen 2030 | Build Battery-Gen | Units | 1 | - | 0 | 0 | 0 | 0 | 0 | 0 | 0 | 0 | 0 | 0 | 0 | 0 | 0 | 0 | 0 | 0 | 0 | 0 | 0 | 0
Build Battery-Gen 2030_Generation | Build Battery-Gen_Generation | B Build Battery-Gen_Generation | 0 | 0 | System | Battery | Build Battery-Gen 2030 | Build Battery-Gen | Generation | 1 | GWh | 0 | 0 | 0 | 0 | 0 | 0 | 0 | 0 | 0 | 0 | 0 | 0 | 0 | 0 | 0 | 0 | 0 | 0 | 0 | 0
Build Battery-Gen 2030_Installed Capacity | Build Battery-Gen_Installed Capacity | B Build Battery-Gen_Installed Capacity | 0 | 0 | System | Battery | Build Battery-Gen 2030 | Build Battery-Gen | Installed Capacity | 1 | MWh | 0 | 0 | 0 | 0 | 0 | 0 | 0 | 0 | 0 | 0 | 0 | 0 | 0 | 0 | 0 | 0 | 0 | 0 | 0 | 0
Build Battery-Gen 2030_Generation Capacity | Build Battery-Gen_Generation Capacity | B Build Battery-Gen_Generation Capacity | 0 | 0 | System | Battery | Build Battery-Gen 2030 | Build Battery-Gen | Generation Capacity | 1 | MW | 0 | 0 | 0 | 0 | 0 | 0 | 0 | 0 | 0 | 0 | 0 | 0 | 0 | 0 | 0 | 0 | 0 | 0 | 0 | 0
Build Battery-Gen 2030_Firm Generation Capacity | Build Battery-Gen_Firm Generation Capacity | B Build Battery-Gen_Firm Generation Capacity | 0 | 0 | System | Battery | Build Battery-Gen 2030 | Build Battery-Gen | Firm Generation Capacity | 1 | MW | 0 | 0 | 0 | 0 | 0 | 0 | 0 | 0 | 0 | 0 | 0 | 0 | 0 | 0 | 0 | 0 | 0 | 0 | 0 | 0
Build Battery-Gen 2031_Units | Build Battery-Gen_Units | B Build Battery-Gen_Units | 0 | 0 | System | Battery | Build Battery-Gen 2031 | Build Battery-Gen | Units | 1 | - | 0 | 0 | 0 | 0 | 0 | 0 | 0 | 0 | 0 | 0 | 0 | 0 | 0 | 0 | 0 | 0 | 0 | 0 | 0 | 0
Build Battery-Gen 2031_Generation | Build Battery-Gen_Generation | B Build Battery-Gen_Generation | 0 | 0 | System | Battery | Build Battery-Gen 2031 | Build Battery-Gen | Generation | 1 | GWh | 0 | 0 | 0 | 0 | 0 | 0 | 0 | 0 | 0 | 0 | 0 | 0 | 0 | 0 | 0 | 0 | 0 | 0 | 0 | 0
Build Battery-Gen 2031_Installed Capacity | Build Battery-Gen_Installed Capacity | B Build Battery-Gen_Installed Capacity | 0 | 0 | System | Battery | Build Battery-Gen 2031 | Build Battery-Gen | Installed Capacity | 1 | MWh | 0 | 0 | 0 | 0 | 0 | 0 | 0 | 0 | 0 | 0 | 0 | 0 | 0 | 0 | 0 | 0 | 0 | 0 | 0 | 0
Build Battery-Gen 2031_Generation Capacity | Build Battery-Gen_Generation Capacity | B Build Battery-Gen_Generation Capacity | 0 | 0 | System | Battery | Build Battery-Gen 2031 | Build Battery-Gen | Generation Capacity | 1 | MW | 0 | 0 | 0 | 0 | 0 | 0 | 0 | 0 | 0 | 0 | 0 | 0 | 0 | 0 | 0 | 0 | 0 | 0 | 0 | 0
Build Battery-Gen 2031_Firm Generation Capacity | Build Battery-Gen_Firm Generation Capacity | B Build Battery-Gen_Firm Generation Capacity | 0 | 0 | System | Battery | Build Battery-Gen 2031 | Build Battery-Gen | Firm Generation Capacity | 1 | MW | 0 | 0 | 0 | 0 | 0 | 0 | 0 | 0 | 0 | 0 | 0 | 0 | 0 | 0 | 0 | 0 | 0 | 0 | 0 | 0
Build Battery-Gen 2032_Units | Build Battery-Gen_Units | B Build Battery-Gen_Units | 0 | 0 | System | Battery | Build Battery-Gen 2032 | Build Battery-Gen | Units | 1 | - | 0 | 0 | 0 | 0 | 0 | 0 | 0 | 0 | 0 | 0 | 0 | 0 | 0 | 0 | 0 | 0 | 0 | 0 | 0 | 0
Build Battery-Gen 2032_Generation | Build Battery-Gen_Generation | B Build Battery-Gen_Generation | 0 | 0 | System | Battery | Build Battery-Gen 2032 | Build Battery-Gen | Generation | 1 | GWh | 0 | 0 | 0 | 0 | 0 | 0 | 0 | 0 | 0 | 0 | 0 | 0 | 0 | 0 | 0 | 0 | 0 | 0 | 0 | 0
Build Battery-Gen 2032_Installed Capacity | Build Battery-Gen_Installed Capacity | B Build Battery-Gen_Installed Capacity | 0 | 0 | System | Battery | Build Battery-Gen 2032 | Build Battery-Gen | Installed Capacity | 1 | MWh | 0 | 0 | 0 | 0 | 0 | 0 | 0 | 0 | 0 | 0 | 0 | 0 | 0 | 0 | 0 | 0 | 0 | 0 | 0 | 0
Build Battery-Gen 2032_Generation Capacity | Build Battery-Gen_Generation Capacity | B Build Battery-Gen_Generation Capacity | 0 | 0 | System | Battery | Build Battery-Gen 2032 | Build Battery-Gen | Generation Capacity | 1 | MW | 0 | 0 | 0 | 0 | 0 | 0 | 0 | 0 | 0 | 0 | 0 | 0 | 0 | 0 | 0 | 0 | 0 | 0 | 0 | 0
Build Battery-Gen 2032_Firm Generation Capacity | Build Battery-Gen_Firm Generation Capacity | B Build Battery-Gen_Firm Generation Capacity | 0 | 0 | System | Battery | Build Battery-Gen 2032 | Build Battery-Gen | Firm Generation Capacity | 1 | MW | 0 | 0 | 0 | 0 | 0 | 0 | 0 | 0 | 0 | 0 | 0 | 0 | 0 | 0 | 0 | 0 | 0 | 0 | 0 | 0
Build Battery-Gen 2033_Units | Build Battery-Gen_Units | B Build Battery-Gen_Units | 0 | 0 | System | Battery | Build Battery-Gen 2033 | Build Battery-Gen | Units | 1 | - | 0 | 0 | 0 | 0 | 0 | 0 | 0 | 0 | 0 | 0 | 0 | 0 | 0 | 0 | 0 | 0 | 0 | 0 | 0 | 0
Build Battery-Gen 2033_Generation | Build Battery-Gen_Generation | B Build Battery-Gen_Generation | 0 | 0 | System | Battery | Build Battery-Gen 2033 | Build Battery-Gen | Generation | 1 | GWh | 0 | 0 | 0 | 0 | 0 | 0 | 0 | 0 | 0 | 0 | 0 | 0 | 0 | 0 | 0 | 0 | 0 | 0 | 0 | 0
Build Battery-Gen 2033_Installed Capacity | Build Battery-Gen_Installed Capacity | B Build Battery-Gen_Installed Capacity | 0 | 0 | System | Battery | Build Battery-Gen 2033 | Build Battery-Gen | Installed Capacity | 1 | MWh | 0 | 0 | 0 | 0 | 0 | 0 | 0 | 0 | 0 | 0 | 0 | 0 | 0 | 0 | 0 | 0 | 0 | 0 | 0 | 0
Build Battery-Gen 2033_Generation Capacity | Build Battery-Gen_Generation Capacity | B Build Battery-Gen_Generation Capacity | 0 | 0 | System | Battery | Build Battery-Gen 2033 | Build Battery-Gen | Generation Capacity | 1 | MW | 0 | 0 | 0 | 0 | 0 | 0 | 0 | 0 | 0 | 0 | 0 | 0 | 0 | 0 | 0 | 0 | 0 | 0 | 0 | 0
Build Battery-Gen 2033_Firm Generation Capacity | Build Battery-Gen_Firm Generation Capacity | B Build Battery-Gen_Firm Generation Capacity | 0 | 0 | System | Battery | Build Battery-Gen 2033 | Build Battery-Gen | Firm Generation Capacity | 1 | MW | 0 | 0 | 0 | 0 | 0 | 0 | 0 | 0 | 0 | 0 | 0 | 0 | 0 | 0 | 0 | 0 | 0 | 0 | 0 | 0
Build Battery-Gen 2034_Units | Build Battery-Gen_Units | B Build Battery-Gen_Units | 0 | 0 | System | Battery | Build Battery-Gen 2034 | Build Battery-Gen | Units | 1 | - | 0 | 0 | 0 | 0 | 0 | 0 | 0 | 0 | 0 | 0 | 0 | 0 | 0 | 0 | 0 | 0 | 0 | 0 | 0 | 0
Build Battery-Gen 2034_Generation | Build Battery-Gen_Generation | B Build Battery-Gen_Generation | 0 | 0 | System | Battery | Build Battery-Gen 2034 | Build Battery-Gen | Generation | 1 | GWh | 0 | 0 | 0 | 0 | 0 | 0 | 0 | 0 | 0 | 0 | 0 | 0 | 0 | 0 | 0 | 0 | 0 | 0 | 0 | 0
Build Battery-Gen 2034_Installed Capacity | Build Battery-Gen_Installed Capacity | B Build Battery-Gen_Installed Capacity | 0 | 0 | System | Battery | Build Battery-Gen 2034 | Build Battery-Gen | Installed Capacity | 1 | MWh | 0 | 0 | 0 | 0 | 0 | 0 | 0 | 0 | 0 | 0 | 0 | 0 | 0 | 0 | 0 | 0 | 0 | 0 | 0 | 0
Build Battery-Gen 2034_Generation Capacity | Build Battery-Gen_Generation Capacity | B Build Battery-Gen_Generation Capacity | 0 | 0 | System | Battery | Build Battery-Gen 2034 | Build Battery-Gen | Generation Capacity | 1 | MW | 0 | 0 | 0 | 0 | 0 | 0 | 0 | 0 | 0 | 0 | 0 | 0 | 0 | 0 | 0 | 0 | 0 | 0 | 0 | 0
Build Battery-Gen 2034_Firm Generation Capacity | Build Battery-Gen_Firm Generation Capacity | B Build Battery-Gen_Firm Generation Capacity | 0 | 0 | System | Battery | Build Battery-Gen 2034 | Build Battery-Gen | Firm Generation Capacity | 1 | MW | 0 | 0 | 0 | 0 | 0 | 0 | 0 | 0 | 0 | 0 | 0 | 0 | 0 | 0 | 0 | 0 | 0 | 0 | 0 | 0
Build Battery-Gen 2035_Units | Build Battery-Gen_Units | B Build Battery-Gen_Units | 0 | 0 | System | Battery | Build Battery-Gen 2035 | Build Battery-Gen | Units | 1 | - | 0 | 0 | 0 | 0 | 0 | 0 | 0 | 0 | 0 | 0 | 0 | 0 | 0 | 0 | 0 | 0 | 0 | 0 | 0 | 0
Build Battery-Gen 2035_Generation | Build Battery-Gen_Generation | B Build Battery-Gen_Generation | 0 | 0 | System | Battery | Build Battery-Gen 2035 | Build Battery-Gen | Generation | 1 | GWh | 0 | 0 | 0 | 0 | 0 | 0 | 0 | 0 | 0 | 0 | 0 | 0 | 0 | 0 | 0 | 0 | 0 | 0 | 0 | 0
Build Battery-Gen 2035_Installed Capacity | Build Battery-Gen_Installed Capacity | B Build Battery-Gen_Installed Capacity | 0 | 0 | System | Battery | Build Battery-Gen 2035 | Build Battery-Gen | Installed Capacity | 1 | MWh | 0 | 0 | 0 | 0 | 0 | 0 | 0 | 0 | 0 | 0 | 0 | 0 | 0 | 0 | 0 | 0 | 0 | 0 | 0 | 0
Build Battery-Gen 2035_Generation Capacity | Build Battery-Gen_Generation Capacity | B Build Battery-Gen_Generation Capacity | 0 | 0 | System | Battery | Build Battery-Gen 2035 | Build Battery-Gen | Generation Capacity | 1 | MW | 0 | 0 | 0 | 0 | 0 | 0 | 0 | 0 | 0 | 0 | 0 | 0 | 0 | 0 | 0 | 0 | 0 | 0 | 0 | 0
Build Battery-Gen 2035_Firm Generation Capacity | Build Battery-Gen_Firm Generation Capacity | B Build Battery-Gen_Firm Generation Capacity | 0 | 0 | System | Battery | Build Battery-Gen 2035 | Build Battery-Gen | Firm Generation Capacity | 1 | MW | 0 | 0 | 0 | 0 | 0 | 0 | 0 | 0 | 0 | 0 | 0 | 0 | 0 | 0 | 0 | 0 | 0 | 0 | 0 | 0
Build Battery-Gen 2036_Units | Build Battery-Gen_Units | B Build Battery-Gen_Units | 0 | 0 | System | Battery | Build Battery-Gen 2036 | Build Battery-Gen | Units | 1 | - | 0 | 0 | 0 | 0 | 0 | 0 | 0 | 0 | 0 | 0 | 0 | 0 | 0 | 0 | 0 | 0 | 0 | 0 | 0 | 0
Build Battery-Gen 2036_Generation | Build Battery-Gen_Generation | B Build Battery-Gen_Generation | 0 | 0 | System | Battery | Build Battery-Gen 2036 | Build Battery-Gen | Generation | 1 | GWh | 0 | 0 | 0 | 0 | 0 | 0 | 0 | 0 | 0 | 0 | 0 | 0 | 0 | 0 | 0 | 0 | 0 | 0 | 0 | 0
Build Battery-Gen 2036_Installed Capacity | Build Battery-Gen_Installed Capacity | B Build Battery-Gen_Installed Capacity | 0 | 0 | System | Battery | Build Battery-Gen 2036 | Build Battery-Gen | Installed Capacity | 1 | MWh | 0 | 0 | 0 | 0 | 0 | 0 | 0 | 0 | 0 | 0 | 0 | 0 | 0 | 0 | 0 | 0 | 0 | 0 | 0 | 0
Build Battery-Gen 2036_Generation Capacity | Build Battery-Gen_Generation Capacity | B Build Battery-Gen_Generation Capacity | 0 | 0 | System | Battery | Build Battery-Gen 2036 | Build Battery-Gen | Generation Capacity | 1 | MW | 0 | 0 | 0 | 0 | 0 | 0 | 0 | 0 | 0 | 0 | 0 | 0 | 0 | 0 | 0 | 0 | 0 | 0 | 0 | 0
Build Battery-Gen 2036_Firm Generation Capacity | Build Battery-Gen_Firm Generation Capacity | B Build Battery-Gen_Firm Generation Capacity | 0 | 0 | System | Battery | Build Battery-Gen 2036 | Build Battery-Gen | Firm Generation Capacity | 1 | MW | 0 | 0 | 0 | 0 | 0 | 0 | 0 | 0 | 0 | 0 | 0 | 0 | 0 | 0 | 0 | 0 | 0 | 0 | 0 | 0
Build Battery-Gen 2037_Units | Build Battery-Gen_Units | B Build Battery-Gen_Units | 0 | 0 | System | Battery | Build Battery-Gen 2037 | Build Battery-Gen | Units | 1 | - | 0 | 0 | 0 | 0 | 0 | 0 | 0 | 0 | 0 | 0 | 0 | 0 | 0 | 0 | 0 | 0 | 0 | 0 | 0 | 0
Build Battery-Gen 2037_Generation | Build Battery-Gen_Generation | B Build Battery-Gen_Generation | 0 | 0 | System | Battery | Build Battery-Gen 2037 | Build Battery-Gen | Generation | 1 | GWh | 0 | 0 | 0 | 0 | 0 | 0 | 0 | 0 | 0 | 0 | 0 | 0 | 0 | 0 | 0 | 0 | 0 | 0 | 0 | 0
Build Battery-Gen 2037_Installed Capacity | Build Battery-Gen_Installed Capacity | B Build Battery-Gen_Installed Capacity | 0 | 0 | System | Battery | Build Battery-Gen 2037 | Build Battery-Gen | Installed Capacity | 1 | MWh | 0 | 0 | 0 | 0 | 0 | 0 | 0 | 0 | 0 | 0 | 0 | 0 | 0 | 0 | 0 | 0 | 0 | 0 | 0 | 0
Build Battery-Gen 2037_Generation Capacity | Build Battery-Gen_Generation Capacity | B Build Battery-Gen_Generation Capacity | 0 | 0 | System | Battery | Build Battery-Gen 2037 | Build Battery-Gen | Generation Capacity | 1 | MW | 0 | 0 | 0 | 0 | 0 | 0 | 0 | 0 | 0 | 0 | 0 | 0 | 0 | 0 | 0 | 0 | 0 | 0 | 0 | 0
Build Battery-Gen 2037_Firm Generation Capacity | Build Battery-Gen_Firm Generation Capacity | B Build Battery-Gen_Firm Generation Capacity | 0 | 0 | System | Battery | Build Battery-Gen 2037 | Build Battery-Gen | Firm Generation Capacity | 1 | MW | 0 | 0 | 0 | 0 | 0 | 0 | 0 | 0 | 0 | 0 | 0 | 0 | 0 | 0 | 0 | 0 | 0 | 0 | 0 | 0
Build Battery-Gen 2038_Units | Build Battery-Gen_Units | B Build Battery-Gen_Units | 0 | 0 | System | Battery | Build Battery-Gen 2038 | Build Battery-Gen | Units | 1 | - | 0 | 0 | 0 | 0 | 0 | 0 | 0 | 0 | 0 | 0 | 0 | 0 | 0 | 0 | 0 | 0 | 0 | 0 | 0 | 0
Build Battery-Gen 2038_Generation | Build Battery-Gen_Generation | B Build Battery-Gen_Generation | 0 | 0 | System | Battery | Build Battery-Gen 2038 | Build Battery-Gen | Generation | 1 | GWh | 0 | 0 | 0 | 0 | 0 | 0 | 0 | 0 | 0 | 0 | 0 | 0 | 0 | 0 | 0 | 0 | 0 | 0 | 0 | 0
Build Battery-Gen 2038_Installed Capacity | Build Battery-Gen_Installed Capacity | B Build Battery-Gen_Installed Capacity | 0 | 0 | System | Battery | Build Battery-Gen 2038 | Build Battery-Gen | Installed Capacity | 1 | MWh | 0 | 0 | 0 | 0 | 0 | 0 | 0 | 0 | 0 | 0 | 0 | 0 | 0 | 0 | 0 | 0 | 0 | 0 | 0 | 0
Build Battery-Gen 2038_Generation Capacity | Build Battery-Gen_Generation Capacity | B Build Battery-Gen_Generation Capacity | 0 | 0 | System | Battery | Build Battery-Gen 2038 | Build Battery-Gen | Generation Capacity | 1 | MW | 0 | 0 | 0 | 0 | 0 | 0 | 0 | 0 | 0 | 0 | 0 | 0 | 0 | 0 | 0 | 0 | 0 | 0 | 0 | 0
Build Battery-Gen 2038_Firm Generation Capacity | Build Battery-Gen_Firm Generation Capacity | B Build Battery-Gen_Firm Generation Capacity | 0 | 0 | System | Battery | Build Battery-Gen 2038 | Build Battery-Gen | Firm Generation Capacity | 1 | MW | 0 | 0 | 0 | 0 | 0 | 0 | 0 | 0 | 0 | 0 | 0 | 0 | 0 | 0 | 0 | 0 | 0 | 0 | 0 | 0
Build Battery-Gen 2039_Units | Build Battery-Gen_Units | B Build Battery-Gen_Units | 0 | 0 | System | Battery | Build Battery-Gen 2039 | Build Battery-Gen | Units | 1 | - | 0 | 0 | 0 | 0 | 0 | 0 | 0 | 0 | 0 | 0 | 0 | 0 | 0 | 0 | 0 | 0 | 0 | 0 | 0 | 0
Build Battery-Gen 2039_Generation | Build Battery-Gen_Generation | B Build Battery-Gen_Generation | 0 | 0 | System | Battery | Build Battery-Gen 2039 | Build Battery-Gen | Generation | 1 | GWh | 0 | 0 | 0 | 0 | 0 | 0 | 0 | 0 | 0 | 0 | 0 | 0 | 0 | 0 | 0 | 0 | 0 | 0 | 0 | 0
Build Battery-Gen 2039_Installed Capacity | Build Battery-Gen_Installed Capacity | B Build Battery-Gen_Installed Capacity | 0 | 0 | System | Battery | Build Battery-Gen 2039 | Build Battery-Gen | Installed Capacity | 1 | MWh | 0 | 0 | 0 | 0 | 0 | 0 | 0 | 0 | 0 | 0 | 0 | 0 | 0 | 0 | 0 | 0 | 0 | 0 | 0 | 0
Build Battery-Gen 2039_Generation Capacity | Build Battery-Gen_Generation Capacity | B Build Battery-Gen_Generation Capacity | 0 | 0 | System | Battery | Build Battery-Gen 2039 | Build Battery-Gen | Generation Capacity | 1 | MW | 0 | 0 | 0 | 0 | 0 | 0 | 0 | 0 | 0 | 0 | 0 | 0 | 0 | 0 | 0 | 0 | 0 | 0 | 0 | 0
Build Battery-Gen 2039_Firm Generation Capacity | Build Battery-Gen_Firm Generation Capacity | B Build Battery-Gen_Firm Generation Capacity | 0 | 0 | System | Battery | Build Battery-Gen 2039 | Build Battery-Gen | Firm Generation Capacity | 1 | MW | 0 | 0 | 0 | 0 | 0 | 0 | 0 | 0 | 0 | 0 | 0 | 0 | 0 | 0 | 0 | 0 | 0 | 0 | 0 | 0
Build Battery-Gen 2040_Units | Build Battery-Gen_Units | B Build Battery-Gen_Units | 0 | 0 | System | Battery | Build Battery-Gen 2040 | Build Battery-Gen | Units | 1 | - | 0 | 0 | 0 | 0 | 0 | 0 | 0 | 0 | 0 | 0 | 0 | 0 | 0 | 0 | 0 | 0 | 0 | 0 | 0 | 0
Build Battery-Gen 2040_Generation | Build Battery-Gen_Generation | B Build Battery-Gen_Generation | 0 | 0 | System | Battery | Build Battery-Gen 2040 | Build Battery-Gen | Generation | 1 | GWh | 0 | 0 | 0 | 0 | 0 | 0 | 0 | 0 | 0 | 0 | 0 | 0 | 0 | 0 | 0 | 0 | 0 | 0 | 0 | 0
Build Battery-Gen 2040_Installed Capacity | Build Battery-Gen_Installed Capacity | B Build Battery-Gen_Installed Capacity | 0 | 0 | System | Battery | Build Battery-Gen 2040 | Build Battery-Gen | Installed Capacity | 1 | MWh | 0 | 0 | 0 | 0 | 0 | 0 | 0 | 0 | 0 | 0 | 0 | 0 | 0 | 0 | 0 | 0 | 0 | 0 | 0 | 0
Build Battery-Gen 2040_Generation Capacity | Build Battery-Gen_Generation Capacity | B Build Battery-Gen_Generation Capacity | 0 | 0 | System | Battery | Build Battery-Gen 2040 | Build Battery-Gen | Generation Capacity | 1 | MW | 0 | 0 | 0 | 0 | 0 | 0 | 0 | 0 | 0 | 0 | 0 | 0 | 0 | 0 | 0 | 0 | 0 | 0 | 0 | 0
Build Battery-Gen 2040_Firm Generation Capacity | Build Battery-Gen_Firm Generation Capacity | B Build Battery-Gen_Firm Generation Capacity | 0 | 0 | System | Battery | Build Battery-Gen 2040 | Build Battery-Gen | Firm Generation Capacity | 1 | MW | 0 | 0 | 0 | 0 | 0 | 0 | 0 | 0 | 0 | 0 | 0 | 0 | 0 | 0 | 0 | 0 | 0 | 0 | 0 | 0
Build Battery-Gen 2041_Units | Build Battery-Gen_Units | B Build Battery-Gen_Units | 0 | 0 | System | Battery | Build Battery-Gen 2041 | Build Battery-Gen | Units | 1 | - | 0 | 0 | 0 | 0 | 0 | 0 | 0 | 0 | 0 | 0 | 0 | 0 | 0 | 0 | 0 | 0 | 0 | 0 | 0 | 0
Build Battery-Gen 2041_Generation | Build Battery-Gen_Generation | B Build Battery-Gen_Generation | 0 | 0 | System | Battery | Build Battery-Gen 2041 | Build Battery-Gen | Generation | 1 | GWh | 0 | 0 | 0 | 0 | 0 | 0 | 0 | 0 | 0 | 0 | 0 | 0 | 0 | 0 | 0 | 0 | 0 | 0 | 0 | 0
Build Battery-Gen 2041_Installed Capacity | Build Battery-Gen_Installed Capacity | B Build Battery-Gen_Installed Capacity | 0 | 0 | System | Battery | Build Battery-Gen 2041 | Build Battery-Gen | Installed Capacity | 1 | MWh | 0 | 0 | 0 | 0 | 0 | 0 | 0 | 0 | 0 | 0 | 0 | 0 | 0 | 0 | 0 | 0 | 0 | 0 | 0 | 0
Build Battery-Gen 2041_Generation Capacity | Build Battery-Gen_Generation Capacity | B Build Battery-Gen_Generation Capacity | 0 | 0 | System | Battery | Build Battery-Gen 2041 | Build Battery-Gen | Generation Capacity | 1 | MW | 0 | 0 | 0 | 0 | 0 | 0 | 0 | 0 | 0 | 0 | 0 | 0 | 0 | 0 | 0 | 0 | 0 | 0 | 0 | 0
Build Battery-Gen 2041_Firm Generation Capacity | Build Battery-Gen_Firm Generation Capacity | B Build Battery-Gen_Firm Generation Capacity | 0 | 0 | System | Battery | Build Battery-Gen 2041 | Build Battery-Gen | Firm Generation Capacity | 1 | MW | 0 | 0 | 0 | 0 | 0 | 0 | 0 | 0 | 0 | 0 | 0 | 0 | 0 | 0 | 0 | 0 | 0 | 0 | 0 | 0
Build Battery-Gen 2042_Units | Build Battery-Gen_Units | B Build Battery-Gen_Units | 0 | 0 | System | Battery | Build Battery-Gen 2042 | Build Battery-Gen | Units | 1 | - | 0 | 0 | 0 | 0 | 0 | 0 | 0 | 0 | 0 | 0 | 0 | 0 | 0 | 0 | 0 | 0 | 0 | 0 | 0 | 0
Build Battery-Gen 2042_Generation | Build Battery-Gen_Generation | B Build Battery-Gen_Generation | 0 | 0 | System | Battery | Build Battery-Gen 2042 | Build Battery-Gen | Generation | 1 | GWh | 0 | 0 | 0 | 0 | 0 | 0 | 0 | 0 | 0 | 0 | 0 | 0 | 0 | 0 | 0 | 0 | 0 | 0 | 0 | 0
Build Battery-Gen 2042_Installed Capacity | Build Battery-Gen_Installed Capacity | B Build Battery-Gen_Installed Capacity | 0 | 0 | System | Battery | Build Battery-Gen 2042 | Build Battery-Gen | Installed Capacity | 1 | MWh | 0 | 0 | 0 | 0 | 0 | 0 | 0 | 0 | 0 | 0 | 0 | 0 | 0 | 0 | 0 | 0 | 0 | 0 | 0 | 0
Build Battery-Gen 2042_Generation Capacity | Build Battery-Gen_Generation Capacity | B Build Battery-Gen_Generation Capacity | 0 | 0 | System | Battery | Build Battery-Gen 2042 | Build Battery-Gen | Generation Capacity | 1 | MW | 0 | 0 | 0 | 0 | 0 | 0 | 0 | 0 | 0 | 0 | 0 | 0 | 0 | 0 | 0 | 0 | 0 | 0 | 0 | 0
Build Battery-Gen 2042_Firm Generation Capacity | Build Battery-Gen_Firm Generation Capacity | B Build Battery-Gen_Firm Generation Capacity | 0 | 0 | System | Battery | Build Battery-Gen 2042 | Build Battery-Gen | Firm Generation Capacity | 1 | MW | 0 | 0 | 0 | 0 | 0 | 0 | 0 | 0 | 0 | 0 | 0 | 0 | 0 | 0 | 0 | 0 | 0 | 0 | 0 | 0
Build Battery-Gen 2043_Units | Build Battery-Gen_Units | B Build Battery-Gen_Units | 0 | 0 | System | Battery | Build Battery-Gen 2043 | Build Battery-Gen | Units | 1 | - | 0 | 0 | 0 | 0 | 0 | 0 | 0 | 0 | 0 | 0 | 0 | 0 | 0 | 0 | 0 | 0 | 0 | 0 | 0 | 0
Build Battery-Gen 2043_Generation | Build Battery-Gen_Generation | B Build Battery-Gen_Generation | 0 | 0 | System | Battery | Build Battery-Gen 2043 | Build Battery-Gen | Generation | 1 | GWh | 0 | 0 | 0 | 0 | 0 | 0 | 0 | 0 | 0 | 0 | 0 | 0 | 0 | 0 | 0 | 0 | 0 | 0 | 0 | 0
Build Battery-Gen 2043_Installed Capacity | Build Battery-Gen_Installed Capacity | B Build Battery-Gen_Installed Capacity | 0 | 0 | System | Battery | Build Battery-Gen 2043 | Build Battery-Gen | Installed Capacity | 1 | MWh | 0 | 0 | 0 | 0 | 0 | 0 | 0 | 0 | 0 | 0 | 0 | 0 | 0 | 0 | 0 | 0 | 0 | 0 | 0 | 0
Build Battery-Gen 2043_Generation Capacity | Build Battery-Gen_Generation Capacity | B Build Battery-Gen_Generation Capacity | 0 | 0 | System | Battery | Build Battery-Gen 2043 | Build Battery-Gen | Generation Capacity | 1 | MW | 0 | 0 | 0 | 0 | 0 | 0 | 0 | 0 | 0 | 0 | 0 | 0 | 0 | 0 | 0 | 0 | 0 | 0 | 0 | 0
Build Battery-Gen 2043_Firm Generation Capacity | Build Battery-Gen_Firm Generation Capacity | B Build Battery-Gen_Firm Generation Capacity | 0 | 0 | System | Battery | Build Battery-Gen 2043 | Build Battery-Gen | Firm Generation Capacity | 1 | MW | 0 | 0 | 0 | 0 | 0 | 0 | 0 | 0 | 0 | 0 | 0 | 0 | 0 | 0 | 0 | 0 | 0 | 0 | 0 | 0
Build Zonal Region_Load | Zonal Regions_Load | B Zonal Regions_Load | 0 | 0 | System | Region | Build Zonal Region | Zonal Regions | Load | 1 | GWh | 0 | 0 | 0 | 0 | 0 | 0 | 0 | 0 | 0 | 0 | 0 | 0 | 0 | 0 | 0 | 0 | 0 | 0 | 0 | 0
Build Zonal Region_Generation Cost | Zonal Regions_Generation Cost | B Zonal Regions_Generation Cost | 134837.2969 | 0 | System | Region | Build Zonal Region | Zonal Regions | Generation Cost | 1 | 0 | 0 | 0 | 0 | -13238.7988 | -13530.9473 | -11044.6289 | 5713.4438 | 10726.5645 | -29388.2832 | -59259.7422 | -91932.1094 | -113965.0938 | -106655.2734 | -79038.7734 | -50993.9219 | -22229.8027 | 16905.2227 | 70867.1328 | 90760.9688 | 134837.2969
Build Zonal Region_Emissions Cost | Zonal Regions_Emissions Cost | B Zonal Regions_Emissions Cost | 0 | 0 | System | Region | Build Zonal Region | Zonal Regions | Emissions Cost | 1 | 0 | 0 | 0 | 0 | 0 | 0 | 0 | 0 | 0 | 0 | 0 | 0 | 0 | 0 | 0 | 0 | 0 | 0 | 0 | 0 | 0
Build Zonal Region_Total Fixed Costs | Zonal Regions_Total Fixed Costs | B Zonal Regions_Total Fixed Costs | 483232.25 | 0 | System | Region | Build Zonal Region | Zonal Regions | Total Fixed Costs | 1 | 0 | 0 | 2054.4751 | 2262.8999 | 40529.3516 | 38906.9805 | 106802.7812 | 155390.5781 | 208234.1562 | 262959.8438 | 314396.0938 | 365524.3438 | 415825.625 | 402366.9375 | 387792.9688 | 376718.5938 | 439386.75 | 430966.0312 | 420818.75 | 483232.25 | 472011.6562
Build Zonal Region_Cost to Load | Zonal Regions_Cost to Load | B Zonal Regions_Cost to Load | 0 | 0 | System | Region | Build Zonal Region | Zonal Regions | Cost to Load | 1 | 0 | 0 | 0 | 0 | 0 | 0 | 0 | 0 | 0 | 0 | 0 | 0 | 0 | 0 | 0 | 0 | 0 | 0 | 0 | 0 | 0
Build Zonal Region_Generator Pool Revenue | Zonal Regions_Generator Pool Revenue | B Zonal Regions_Generator Pool Revenue | 214316.9844 | 0 | System | Region | Build Zonal Region | Zonal Regions | Generator Pool Revenue | 1 | 0 | 0 | 0 | 0 | 8223.0908 | 8354.8838 | 11173.2666 | 29645.6348 | 58251.918 | 59986.7227 | 70841.4219 | 77079.0625 | 85421.9609 | 97126.5781 | 108788.1406 | 129316.1406 | 160206.625 | 187109.8906 | 198766.2656 | 207055.2031 | 214316.9844
Build Zonal Region_Firm Generation Capacity | Zonal Regions_Firm Generation Capacity | B Zonal Regions_Firm Generation Capacity | 1212 | 0 | System | Region | Build Zonal Region | Zonal Regions | Firm Generation Capacity | 1 | MW | 0 | 1 | 38 | 100.5 | 102 | 506.5 | 827 | 843.8 | 860 | 875.75 | 891.2 | 906.35 | 900.8 | 895.25 | 889.7 | 1210.15 | 1203.6 | 1198.05 | 1212 | 1206.3
Build Zonal Region_Curtailable Load | Zonal Regions_Curtailable Load | B Zonal Regions_Curtailable Load | 0 | 0 | System | Region | Build Zonal Region | Zonal Regions | Curtailable Load | 1 | MW | 0 | 0 | 0 | 0 | 0 | 0 | 0 | 0 | 0 | 0 | 0 | 0 | 0 | 0 | 0 | 0 | 0 | 0 | 0 | 0
Build Zonal Region_Max Capacity Reserve Margin | Zonal Regions_Max Capacity Reserve Margin | B Zonal Regions_Max Capacity Reserve Margin | 0 | 0 | System | Region | Build Zonal Region | Zonal Regions | Max Capacity Reserve Margin | 1 | % | 0 | 0 | 0 | 0 | 0 | 0 | 0 | 0 | 0 | 0 | 0 | 0 | 0 | 0 | 0 | 0 | 0 | 0 | 0 | 0
Build Zonal Region_Min Capacity Reserve Margin | Zonal Regions_Min Capacity Reserve Margin | B Zonal Regions_Min Capacity Reserve Margin | 0 | 0 | System | Region | Build Zonal Region | Zonal Regions | Min Capacity Reserve Margin | 1 | % | 0 | 0 | 0 | 0 | 0 | 0 | 0 | 0 | 0 | 0 | 0 | 0 | 0 | 0 | 0 | 0 | 0 | 0 | 0 | 0
Build Zonal Region_Capacity Reserve Margin | Zonal Regions_Capacity Reserve Margin | B Zonal Regions_Capacity Reserve Margin | 0 | 0 | System | Region | Build Zonal Region | Zonal Regions | Capacity Reserve Margin | 1 | % | 0 | 0 | 0 | 0 | 0 | 0 | 0 | 0 | 0 | 0 | 0 | 0 | 0 | 0 | 0 | 0 | 0 | 0 | 0 | 0
Build Zonal Region_Planning Peak Load | Zonal Regions_Planning Peak Load | B Zonal Regions_Planning Peak Load | 0 | 0 | System | Region | Build Zonal Region | Zonal Regions | Planning Peak Load | 1 | MW | 0 | 0 | 0 | 0 | 0 | 0 | 0 | 0 | 0 | 0 | 0 | 0 | 0 | 0 | 0 | 0 | 0 | 0 | 0 | 0
Build Zonal Region_Generator Retirement Cost | Zonal Regions_Generator Retirement Cost | B Zonal Regions_Generator Retirement Cost | 0 | 0 | System | Region | Build Zonal Region | Zonal Regions | Generator Retirement Cost | 1 | 0 | 0 | 0 | 0 | 0 | 0 | 0 | 0 | 0 | 0 | 0 | 0 | 0 | 0 | 0 | 0 | 0 | 0 | 0 | 0 | 0
Build Zonal Region_Total Cost | Zonal Regions_Total Cost | B Zonal Regions_Total Cost | 606848.9375 | 0 | System | Region | Build Zonal Region | Zonal Regions | Total Cost | 1 | 0 | 0 | 2054.4751 | 2262.8999 | 27290.5547 | 25376.0312 | 95758.1484 | 161104.0156 | 218960.7188 | 233571.5625 | 255136.3438 | 273592.2188 | 301860.5312 | 295711.6562 | 308754.1875 | 325724.6875 | 417156.9375 | 447871.2812 | 491685.875 | 573993.1875 | 606848.9375
MO West Zonal Region_Load | Zonal Regions_Load | M Zonal Regions_Load | 10693.4629 | 0 | System | Region | MO West Zonal Region | Zonal Regions | Load | 1 | GWh | 9262.6182 | 9627.4414 | 9923.1191 | 10102.2686 | 10175.2002 | 10210.6826 | 10244.2412 | 10273.3184 | 10317.3809 | 10345.1611 | 10393.0264 | 10442.6582 | 10508.6377 | 10534.8066 | 10567.666 | 10595.1953 | 10639.8594 | 10646.7021 | 10668.3135 | 10693.4629
MO West Zonal Region_Generation Cost | Zonal Regions_Generation Cost | M Zonal Regions_Generation Cost | 131078.6875 | 0 | System | Region | MO West Zonal Region | Zonal Regions | Generation Cost | 1 | 0 | 96839.6172 | 95664.7344 | 99129.2891 | 95646.4688 | 98875.3359 | 106869.5156 | 121075.1719 | 131078.6875 | 128013.6953 | 115899.4375 | 109263.5156 | 102607.5078 | 100197.0469 | 92872.4609 | 76917.4688 | 55173.7773 | 39941.0625 | 41287.3047 | 33164.5156 | 37004.3867
MO West Zonal Region_Emissions Cost | Zonal Regions_Emissions Cost | M Zonal Regions_Emissions Cost | 0 | 0 | System | Region | MO West Zonal Region | Zonal Regions | Emissions Cost | 1 | 0 | 0 | 0 | 0 | 0 | 0 | 0 | 0 | 0 | 0 | 0 | 0 | 0 | 0 | 0 | 0 | 0 | 0 | 0 | 0 | 0
MO West Zonal Region_Total Fixed Costs | Zonal Regions_Total Fixed Costs | M Zonal Regions_Total Fixed Costs | 155296.7969 | 0 | System | Region | MO West Zonal Region | Zonal Regions | Total Fixed Costs | 1 | 0 | 15499.4824 | 44350.5781 | 50392.6328 | 55297.4844 | 57606.9961 | 31317.0645 | 36322.9375 | 33260.6094 | 34244.1797 | 36677.4727 | 38737.3359 | 39778.4609 | 42659.1367 | 44542.1875 | 45376.8164 | 48522.3047 | 29763.8301 | 29534.5684 | 30464.5684 | 155296.7969
MO West Zonal Region_Cost to Load | Zonal Regions_Cost to Load | M Zonal Regions_Cost to Load | 396045.5938 | 0 | System | Region | MO West Zonal Region | Zonal Regions | Cost to Load | 1 | 0 | 187334.5469 | 203025.2188 | 218127.4375 | 229132.7969 | 237917.1094 | 246141.5781 | 254456.0469 | 258245.9219 | 266913.1875 | 278037 | 289310.6875 | 300847.0312 | 313074.0625 | 324127.1875 | 336213.875 | 351511.4688 | 362785.2812 | 373073.1875 | 384612.375 | 396045.5938
MO West Zonal Region_Generator Pool Revenue | Zonal Regions_Generator Pool Revenue | M Zonal Regions_Generator Pool Revenue | 109493.6094 | 0 | System | Region | MO West Zonal Region | Zonal Regions | Generator Pool Revenue | 1 | 0 | 66781.0078 | 70587.6328 | 80232.2969 | 78739.1172 | 84650.1875 | 92925.9453 | 106860.8281 | 108675.4922 | 109493.6094 | 104515.4297 | 102035.1016 | 98526.9922 | 96896.8906 | 94562.5938 | 84733.9141 | 68189.9531 | 48374.1523 | 43459.2891 | 37515.2656 | 38136.1055
MO West Zonal Region_Firm Generation Capacity | Zonal Regions_Firm Generation Capacity | M Zonal Regions_Firm Generation Capacity | 2354.6489 | 0 | System | Region | MO West Zonal Region | Zonal Regions | Firm Generation Capacity | 1 | MW | 2338.2283 | 2320.9211 | 2342.2166 | 2337.0193 | 2354.6489 | 1993.7529 | 2008.001 | 1831.0299 | 1828.1844 | 1797.6661 | 1794.092 | 1793.7286 | 1773.3329 | 1756.1163 | 1726.3795 | 1723.535 | 1507.1433 | 1499.7609 | 1492.3398 | 1483.9098
MO West Zonal Region_Curtailable Load | Zonal Regions_Curtailable Load | M Zonal Regions_Curtailable Load | 0 | 0 | System | Region | MO West Zonal Region | Zonal Regions | Curtailable Load | 1 | MW | 0 | 0 | 0 | 0 | 0 | 0 | 0 | 0 | 0 | 0 | 0 | 0 | 0 | 0 | 0 | 0 | 0 | 0 | 0 | 0
MO West Zonal Region_Max Capacity Reserve Margin | Zonal Regions_Max Capacity Reserve Margin | M Zonal Regions_Max Capacity Reserve Margin | 0 | 0 | System | Region | MO West Zonal Region | Zonal Regions | Max Capacity Reserve Margin | 1 | % | 0 | 0 | 0 | 0 | 0 | 0 | 0 | 0 | 0 | 0 | 0 | 0 | 0 | 0 | 0 | 0 | 0 | 0 | 0 | 0
MO West Zonal Region_Min Capacity Reserve Margin | Zonal Regions_Min Capacity Reserve Margin | M Zonal Regions_Min Capacity Reserve Margin | 23 | 0 | System | Region | MO West Zonal Region | Zonal Regions | Min Capacity Reserve Margin | 1 | % | 15 | 16 | 17 | 18 | 19 | 20 | 21 | 21 | 21 | 21.5 | 21.5 | 21.5 | 22 | 22 | 22 | 22.5 | 22.5 | 22.5 | 23 | 23
MO West Zonal Region_Capacity Reserve Margin | Zonal Regions_Capacity Reserve Margin | M Zonal Regions_Capacity Reserve Margin | 24.7778 | 0 | System | Region | MO West Zonal Region | Zonal Regions | Capacity Reserve Margin | 1 | % | 18.7521 | 16 | 17 | 18 | 19 | 20 | 21 | 21 | 21 | 21.5 | 21.5 | 21.5 | 22 | 22 | 22 | 22.5 | 22.5 | 22.5 | 23 | 24.7778
MO West Zonal Region_Planning Peak Load | Zonal Regions_Planning Peak Load | M Zonal Regions_Planning Peak Load | 2156 | 0 | System | Region | MO West Zonal Region | Zonal Regions | Planning Peak Load | 1 | MW | 1969 | 2001 | 2034 | 2054 | 2064 | 2070 | 2075 | 2080 | 2086 | 2091 | 2099 | 2107 | 2118 | 2122 | 2128 | 2132 | 2140 | 2143 | 2148 | 2156
MO West Zonal Region_Generator Retirement Cost | Zonal Regions_Generator Retirement Cost | M Zonal Regions_Generator Retirement Cost | 133313.8125 | 0 | System | Region | MO West Zonal Region | Zonal Regions | Generator Retirement Cost | 1 | 0 | 0 | 0 | 0 | 0 | 0 | 0 | 0 | 27125.7324 | 0 | 0 | 0 | 0 | 0 | 0 | 0 | 0 | 133313.8125 | 0 | 0 | 0
MO West Zonal Region_Total Cost | Zonal Regions_Total Cost | M Zonal Regions_Total Cost | 192301.1875 | 0 | System | Region | MO West Zonal Region | Zonal Regions | Total Cost | 1 | 0 | 112339.1016 | 140015.3125 | 149521.9219 | 150943.9531 | 156482.3281 | 138186.5781 | 157398.1094 | 164339.2969 | 162257.875 | 152576.9062 | 148000.8438 | 142385.9688 | 142856.1875 | 137414.6406 | 122294.2891 | 103696.0859 | 69704.8906 | 70821.875 | 63629.0859 | 192301.1875
SPP Zonal Region_Load | Zonal Regions_Load | S Zonal Regions_Load | 0 | 0 | System | Region | SPP Zonal Region | Zonal Regions | Load | 1 | GWh | 0 | 0 | 0 | 0 | 0 | 0 | 0 | 0 | 0 | 0 | 0 | 0 | 0 | 0 | 0 | 0 | 0 | 0 | 0 | 0
SPP Zonal Region_Generation Cost | Zonal Regions_Generation Cost | S Zonal Regions_Generation Cost | 0 | 0 | System | Region | SPP Zonal Region | Zonal Regions | Generation Cost | 1 | 0 | 0 | 0 | 0 | 0 | 0 | 0 | 0 | 0 | 0 | 0 | 0 | 0 | 0 | 0 | 0 | 0 | 0 | 0 | 0 | 0
SPP Zonal Region_Emissions Cost | Zonal Regions_Emissions Cost | S Zonal Regions_Emissions Cost | 0 | 0 | System | Region | SPP Zonal Region | Zonal Regions | Emissions Cost | 1 | 0 | 0 | 0 | 0 | 0 | 0 | 0 | 0 | 0 | 0 | 0 | 0 | 0 | 0 | 0 | 0 | 0 | 0 | 0 | 0 | 0
SPP Zonal Region_Total Fixed Costs | Zonal Regions_Total Fixed Costs | S Zonal Regions_Total Fixed Costs | 0 | 0 | System | Region | SPP Zonal Region | Zonal Regions | Total Fixed Costs | 1 | 0 | 0 | 0 | 0 | 0 | 0 | 0 | 0 | 0 | 0 | 0 | 0 | 0 | 0 | 0 | 0 | 0 | 0 | 0 | 0 | 0
SPP Zonal Region_Cost to Load | Zonal Regions_Cost to Load | S Zonal Regions_Cost to Load | 0 | 0 | System | Region | SPP Zonal Region | Zonal Regions | Cost to Load | 1 | 0 | 0 | 0 | 0 | 0 | 0 | 0 | 0 | 0 | 0 | 0 | 0 | 0 | 0 | 0 | 0 | 0 | 0 | 0 | 0 | 0
SPP Zonal Region_Generator Pool Revenue | Zonal Regions_Generator Pool Revenue | S Zonal Regions_Generator Pool Revenue | 0 | 0 | System | Region | SPP Zonal Region | Zonal Regions | Generator Pool Revenue | 1 | 0 | 0 | 0 | 0 | 0 | 0 | 0 | 0 | 0 | 0 | 0 | 0 | 0 | 0 | 0 | 0 | 0 | 0 | 0 | 0 | 0
SPP Zonal Region_Firm Generation Capacity | Zonal Regions_Firm Generation Capacity | S Zonal Regions_Firm Generation Capacity | 0 | 0 | System | Region | SPP Zonal Region | Zonal Regions | Firm Generation Capacity | 1 | MW | 0 | 0 | 0 | 0 | 0 | 0 | 0 | 0 | 0 | 0 | 0 | 0 | 0 | 0 | 0 | 0 | 0 | 0 | 0 | 0
SPP Zonal Region_Curtailable Load | Zonal Regions_Curtailable Load | S Zonal Regions_Curtailable Load | 0 | 0 | System | Region | SPP Zonal Region | Zonal Regions | Curtailable Load | 1 | MW | 0 | 0 | 0 | 0 | 0 | 0 | 0 | 0 | 0 | 0 | 0 | 0 | 0 | 0 | 0 | 0 | 0 | 0 | 0 | 0
SPP Zonal Region_Max Capacity Reserve Margin | Zonal Regions_Max Capacity Reserve Margin | S Zonal Regions_Max Capacity Reserve Margin | 0 | 0 | System | Region | SPP Zonal Region | Zonal Regions | Max Capacity Reserve Margin | 1 | % | 0 | 0 | 0 | 0 | 0 | 0 | 0 | 0 | 0 | 0 | 0 | 0 | 0 | 0 | 0 | 0 | 0 | 0 | 0 | 0
SPP Zonal Region_Min Capacity Reserve Margin | Zonal Regions_Min Capacity Reserve Margin | S Zonal Regions_Min Capacity Reserve Margin | 23 | 0 | System | Region | SPP Zonal Region | Zonal Regions | Min Capacity Reserve Margin | 1 | % | 15 | 16 | 17 | 18 | 19 | 20 | 21 | 21 | 21 | 21.5 | 21.5 | 21.5 | 22 | 22 | 22 | 22.5 | 22.5 | 22.5 | 23 | 23
SPP Zonal Region_Capacity Reserve Margin | Zonal Regions_Capacity Reserve Margin | S Zonal Regions_Capacity Reserve Margin | 0 | 0 | System | Region | SPP Zonal Region | Zonal Regions | Capacity Reserve Margin | 1 | % | 0 | 0 | 0 | 0 | 0 | 0 | 0 | 0 | 0 | 0 | 0 | 0 | 0 | 0 | 0 | 0 | 0 | 0 | 0 | 0
SPP Zonal Region_Planning Peak Load | Zonal Regions_Planning Peak Load | S Zonal Regions_Planning Peak Load | 0 | 0 | System | Region | SPP Zonal Region | Zonal Regions | Planning Peak Load | 1 | MW | 0 | 0 | 0 | 0 | 0 | 0 | 0 | 0 | 0 | 0 | 0 | 0 | 0 | 0 | 0 | 0 | 0 | 0 | 0 | 0
SPP Zonal Region_Generator Retirement Cost | Zonal Regions_Generator Retirement Cost | S Zonal Regions_Generator Retirement Cost | 0 | 0 | System | Region | SPP Zonal Region | Zonal Regions | Generator Retirement Cost | 1 | 0 | 0 | 0 | 0 | 0 | 0 | 0 | 0 | 0 | 0 | 0 | 0 | 0 | 0 | 0 | 0 | 0 | 0 | 0 | 0 | 0
SPP Zonal Region_Total Cost | Zonal Regions_Total Cost | S Zonal Regions_Total Cost | 0 | 0 | System | Region | SPP Zonal Region | Zonal Regions | Total Cost | 1 | 0 | 0 | 0 | 0 | 0 | 0 | 0 | 0 | 0 | 0 | 0 | 0 | 0 | 0 | 0 | 0 | 0 | 0 | 0 | 0 | 0
CO2_Production | -_Production | C -_Production | 3355804.75 | 0 | System | Emission | CO2 | - | Production | 1 | ton | 1466754.375 | 1459584.25 | 1564350.5 | 1431443.125 | 1518483.75 | 1849457.875 | 2988925.25 | 3355804.75 | 3041205 | 2943754.25 | 2615904.75 | 2326270 | 2622478.5 | 2857860 | 2766315 | 2513167 | 2260019.25 | 2006871.5 | 1753723.625 | 1753723.625
NOX_Production | -_Production | N -_Production | 813.5648 | 0 | System | Emission | NOX | - | Production | 1 | ton | 460.6295 | 435.1291 | 468.4112 | 427.7416 | 455.9015 | 538.7748 | 813.5648 | 622.3164 | 584.7198 | 567.5626 | 517.8681 | 468.7905 | 513.6055 | 542.8955 | 459.4614 | 348.9886 | 214.5055 | 139.3205 | 110.9743 | 113.9133
SOX_Production | -_Production | S -_Production | 218.2154 | 0 | System | Emission | SOX | - | Production | 1 | ton | 110.1679 | 114.8801 | 122.4419 | 114.5048 | 121.0335 | 145.3656 | 218.2154 | 176.7538 | 165.4757 | 162.4891 | 149.6545 | 136.1968 | 149.0832 | 158.419 | 130.5629 | 102.0108 | 66.5811 | 38.6517 | 30.5464 | 31.5038
Build Spend Limit 1B_Penalty Cost | -_Penalty Cost | B -_Penalty Cost | 0 | 0 | System | Constraint | Build Spend Limit 1B | - | Penalty Cost | 1 | 0 | 0 | 0 | 0 | 0 | 0 | 0 | 0 | 0 | 0 | 0 | 0 | 0 | 0 | 0 | 0 | 0 | 0 | 0 | 0 | 0
Solve Winter Capacity_Penalty Cost | -_Penalty Cost | S -_Penalty Cost | 0 | 0 | System | Constraint | Solve Winter Capacity | - | Penalty Cost | 1 | 0 | 0 | 0 | 0 | 0 | 0 | 0 | 0 | 0 | 0 | 0 | 0 | 0 | 0 | 0 | 0 | 0 | 0 | 0 | 0 | 0
Purchase Limit Evergy_Penalty Cost | Markets_Penalty Cost | P Markets_Penalty Cost | 0 | 0 | System | Constraint | Purchase Limit Evergy | Markets | Penalty Cost | 1 | 0 | 0 | 0 | 0 | 0 | 0 | 0 | 0 | 0 | 0 | 0 | 0 | 0 | 0 | 0 | 0 | 0 | 0 | 0 | 0 | 0
Sales Limit Evergy_Penalty Cost | Markets_Penalty Cost | S Markets_Penalty Cost | 0 | 0 | System | Constraint | Sales Limit Evergy | Markets | Penalty Cost | 1 | 0 | 0 | 0 | 0 | 0 | 0 | 0 | 0 | 0 | 0 | 0 | 0 | 0 | 0 | 0 | 0 | 0 | 0 | 0 | 0 | 0
_ | _ | _ | 0 | 0
_ | _ | _ | 0 | 0
_ | _ | _ | 0 | 0
_ | _ | _ | 0 | 0
_ | _ | _ | 0 | 0
_ | _ | _ | 0 | 0
_ | _ | _ | 0 | 0
_ | _ | _ | 0 | 0
_ | _ | _ | 0 | 0
_ | _ | _ | 0 | 0
_ | _ | _ | 0 | 0
_ | _ | _ | 0 | 0
_ | _ | _ | 0 | 0
_ | _ | _ | 0 | 0
_ | _ | _ | 0 | 0
_ | _ | _ | 0 | 0
_ | _ | _ | 0 | 0
_ | _ | _ | 0 | 0
_ | _ | _ | 0 | 0
_ | _ | _ | 0 | 0
_ | _ | _ | 0 | 0
_ | _ | _ | 0 | 0
_ | _ | _ | 0 | 0
_ | _ | _ | 0 | 0
_ | _ | _ | 0 | 0
_ | _ | _ | 0 | 0
_ | _ | _ | 0 | 0
_ | _ | _ | 0 | 0
_ | _ | _ | 0 | 0
_ | _ | _ | 0 | 0
_ | _ | _ | 0 | 0
_ | _ | _ | 0 | 0
_ | _ | _ | 0 | 0
_ | _ | _ | 0 | 0
_ | _ | _ | 0 | 0
_ | _ | _ | 0 | 0
_ | _ | _ | 0 | 0
_ | _ | _ | 0 | 0
_ | _ | _ | 0 | 0
_ | _ | _ | 0 | 0
_ | _ | _ | 0 | 0
_ | _ | _ | 0 | 0
_ | _ | _ | 0 | 0
_ | _ | _ | 0 | 0
_ | _ | _ | 0 | 0
_ | _ | _ | 0 | 0
_ | _ | _ | 0 | 0
_ | _ | _ | 0 | 0
_ | _ | _ | 0 | 0
_ | _ | _ | 0 | 0
_ | _ | _ | 0 | 0
_ | _ | _ | 0 | 0
_ | _ | _ | 0 | 0
_ | _ | _ | 0 | 0
_ | _ | _ | 0 | 0
_ | _ | _ | 0 | 0
_ | _ | _ | 0 | 0
_ | _ | _ | 0 | 0
_ | _ | _ | 0 | 0
_ | _ | _ | 0 | 0
_ | _ | _ | 0 | 0
_ | _ | _ | 0 | 0
_ | _ | _ | 0 | 0
_ | _ | _ | 0 | 0
_ | _ | _ | 0 | 0
_ | _ | _ | 0 | 0
_ | _ | _ | 0 | 0
_ | _ | _ | 0 | 0
_ | _ | _ | 0 | 0
_ | _ | _ | 0 | 0
_ | _ | _ | 0 | 0
_ | _ | _ | 0 | 0
_ | _ | _ | 0 | 0
_ | _ | _ | 0 | 0
_ | _ | _ | 0 | 0
_ | _ | _ | 0 | 0
_ | _ | _ | 0 | 0
_ | _ | _ | 0 | 0
_ | _ | _ | 0 | 0
_ | _ | _ | 0 | 0
_ | _ | _ | 0 | 0
_ | _ | _ | 0 | 0
_ | _ | _ | 0 | 0
_ | _ | _ | 0 | 0
_ | _ | _ | 0 | 0
_ | _ | _ | 0 | 0
_ | _ | _ | 0 | 0
_ | _ | _ | 0 | 0
_ | _ | _ | 0 | 0
_ | _ | _ | 0 | 0
_ | _ | _ | 0 | 0
_ | _ | _ | 0 | 0
_ | _ | _ | 0 | 0
_ | _ | _ | 0 | 0
_ | _ | _ | 0 | 0
_ | _ | _ | 0 | 0
_ | _ | _ | 0 | 0
_ | _ | _ | 0 | 0
_ | _ | _ | 0 | 0
_ | _ | _ | 0 | 0
_ | _ | _ | 0 | 0
_ | _ | _ | 0 | 0
_ | _ | _ | 0 | 0
_ | _ | _ | 0 | 0
_ | _ | _ | 0 | 0
_ | _ | _ | 0 | 0
_ | _ | _ | 0 | 0
_ | _ | _ | 0 | 0
_ | _ | _ | 0 | 0
_ | _ | _ | 0 | 0
_ | _ | _ | 0 | 0
_ | _ | _ | 0 | 0
_ | _ | _ | 0 | 0
_ | _ | _ | 0 | 0
_ | _ | _ | 0 | 0
_ | _ | _ | 0 | 0
_ | _ | _ | 0 | 0
_ | _ | _ | 0 | 0
_ | _ | _ | 0 | 0
_ | _ | _ | 0 | 0
_ | _ | _ | 0 | 0
_ | _ | _ | 0 | 0
_ | _ | _ | 0 | 0
_ | _ | _ | 0 | 0
_ | _ | _ | 0 | 0
_ | _ | _ | 0 | 0
_ | _ | _ | 0 | 0
_ | _ | _ | 0 | 0
_ | _ | _ | 0 | 0
_ | _ | _ | 0 | 0
_ | _ | _ | 0 | 0
_ | _ | _ | 0 | 0
_ | _ | _ | 0 | 0
_ | _ | _ | 0 | 0
_ | _ | _ | 0 | 0
_ | _ | _ | 0 | 0
_ | _ | _ | 0 | 0
_ | _ | _ | 0 | 0
_ | _ | _ | 0 | 0
_ | _ | _ | 0 | 0
_ | _ | _ | 0 | 0
_ | _ | _ | 0 | 0
_ | _ | _ | 0 | 0
_ | _ | _ | 0 | 0
_ | _ | _ | 0 | 0
_ | _ | _ | 0 | 0
_ | _ | _ | 0 | 0
_ | _ | _ | 0 | 0
_ | _ | _ | 0 | 0
_ | _ | _ | 0 | 0
_ | _ | _ | 0 | 0
_ | _ | _ | 0 | 0
_ | _ | _ | 0 | 0
_ | _ | _ | 0 | 0
_ | _ | _ | 0 | 0
_ | _ | _ | 0 | 0
_ | _ | _ | 0 | 0
_ | _ | _ | 0 | 0
_ | _ | _ | 0 | 0
_ | _ | _ | 0 | 0
_ | _ | _ | 0 | 0
_ | _ | _ | 0 | 0
_ | _ | _ | 0 | 0
_ | _ | _ | 0 | 0
_ | _ | _ | 0 | 0
_ | _ | _ | 0 | 0
_ | _ | _ | 0 | 0
_ | _ | _ | 0 | 0
_ | _ | _ | 0 | 0
_ | _ | _ | 0 | 0
_ | _ | _ | 0 | 0
_ | _ | _ | 0 | 0
_ | _ | _ | 0 | 0
_ | _ | _ | 0 | 0
_ | _ | _ | 0 | 0
_ | _ | _ | 0 | 0
_ | _ | _ | 0 | 0
_ | _ | _ | 0 | 0
_ | _ | _ | 0 | 0
_ | _ | _ | 0 | 0
_ | _ | _ | 0 | 0
_ | _ | _ | 0 | 0
_ | _ | _ | 0 | 0
_ | _ | _ | 0 | 0
_ | _ | _ | 0 | 0
_ | _ | _ | 0 | 0
_ | _ | _ | 0 | 0
_ | _ | _ | 0 | 0
_ | _ | _ | 0 | 0
_ | _ | _ | 0 | 0
_ | _ | _ | 0 | 0
_ | _ | _ | 0 | 0
_ | _ | _ | 0 | 0
_ | _ | _ | 0 | 0
_ | _ | _ | 0 | 0
_ | _ | _ | 0 | 0
_ | _ | _ | 0 | 0
_ | _ | _ | 0 | 0
_ | _ | _ | 0 | 0
_ | _ | _ | 0 | 0
_ | _ | _ | 0 | 0
_ | _ | _ | 0 | 0
_ | _ | _ | 0 | 0
_ | _ | _ | 0 | 0
_ | _ | _ | 0 | 0
_ | _ | _ | 0 | 0
_ | _ | _ | 0 | 0
_ | _ | _ | 0 | 0
_ | _ | _ | 0 | 0
_ | _ | _ | 0 | 0
_ | _ | _ | 0 | 0
_ | _ | _ | 0 | 0
_ | _ | _ | 0 | 0
_ | _ | _ | 0 | 0
_ | _ | _ | 0 | 0
_ | _ | _ | 0 | 0
_ | _ | _ | 0 | 0
_ | _ | _ | 0 | 0
_ | _ | _ | 0 | 0
_ | _ | _ | 0 | 0
_ | _ | _ | 0 | 0
_ | _ | _ | 0 | 0
_ | _ | _ | 0 | 0
_ | _ | _ | 0 | 0
_ | _ | _ | 0 | 0
_ | _ | _ | 0 | 0
_ | _ | _ | 0 | 0
_ | _ | _ | 0 | 0
_ | _ | _ | 0 | 0
_ | _ | _ | 0 | 0
_ | _ | _ | 0 | 0
_ | _ | _ | 0 | 0
_ | _ | _ | 0 | 0
_ | _ | _ | 0 | 0
_ | _ | _ | 0 | 0
_ | _ | _ | 0 | 0
_ | _ | _ | 0 | 0
_ | _ | _ | 0 | 0
_ | _ | _ | 0 | 0
_ | _ | _ | 0 | 0
_ | _ | _ | 0 | 0
_ | _ | _ | 0 | 0
_ | _ | _ | 0 | 0
_ | _ | _ | 0 | 0
_ | _ | _ | 0 | 0
_ | _ | _ | 0 | 0
_ | _ | _ | 0 | 0
_ | _ | _ | 0 | 0
_ | _ | _ | 0 | 0
_ | _ | _ | 0 | 0
_ | _ | _ | 0 | 0
_ | _ | _ | 0 | 0
_ | _ | _ | 0 | 0
_ | _ | _ | 0 | 0
_ | _ | _ | 0 | 0
_ | _ | _ | 0 | 0
_ | _ | _ | 0 | 0
_ | _ | _ | 0 | 0
_ | _ | _ | 0 | 0
_ | _ | _ | 0 | 0
_ | _ | _ | 0 | 0
_ | _ | _ | 0 | 0
_ | _ | _ | 0 | 0
_ | _ | _ | 0 | 0
_ | _ | _ | 0 | 0
_ | _ | _ | 0 | 0
_ | _ | _ | 0 | 0
_ | _ | _ | 0 | 0
_ | _ | _ | 0 | 0
_ | _ | _ | 0 | 0
_ | _ | _ | 0 | 0
_ | _ | _ | 0 | 0
_ | _ | _ | 0 | 0
_ | _ | _ | 0 | 0
_ | _ | _ | 0 | 0
_ | _ | _ | 0 | 0
_ | _ | _ | 0 | 0
_ | _ | _ | 0 | 0
_ | _ | _ | 0 | 0
_ | _ | _ | 0 | 0
_ | _ | _ | 0 | 0
_ | _ | _ | 0 | 0
_ | _ | _ | 0 | 0
_ | _ | _ | 0 | 0
_ | _ | _ | 0 | 0
_ | _ | _ | 0 | 0
_ | _ | _ | 0 | 0
_ | _ | _ | 0 | 0
_ | _ | _ | 0 | 0
_ | _ | _ | 0 | 0
_ | _ | _ | 0 | 0
_ | _ | _ | 0 | 0
_ | _ | _ | 0 | 0
_ | _ | _ | 0 | 0
_ | _ | _ | 0 | 0
_ | _ | _ | 0 | 0
_ | _ | _ | 0 | 0
_ | _ | _ | 0 | 0
_ | _ | _ | 0 | 0
_ | _ | _ | 0 | 0
_ | _ | _ | 0 | 0
_ | _ | _ | 0 | 0
_ | _ | _ | 0 | 0
_ | _ | _ | 0 | 0
_ | _ | _ | 0 | 0
_ | _ | _ | 0 | 0
_ | _ | _ | 0 | 0
_ | _ | _ | 0 | 0
_ | _ | _ | 0 | 0
_ | _ | _ | 0 | 0
_ | _ | _ | 0 | 0
_ | _ | _ | 0 | 0
_ | _ | _ | 0 | 0
_ | _ | _ | 0 | 0
_ | _ | _ | 0 | 0
_ | _ | _ | 0 | 0
_ | _ | _ | 0 | 0
_ | _ | _ | 0 | 0
_ | _ | _ | 0 | 0
_ | _ | _ | 0 | 0
_ | _ | _ | 0 | 0
_ | _ | _ | 0 | 0
_ | _ | _ | 0 | 0
_ | _ | _ | 0 | 0
_ | _ | _ | 0 | 0
_ | _ | _ | 0 | 0
_ | _ | _ | 0 | 0
_ | _ | _ | 0 | 0
_ | _ | _ | 0 | 0
_ | _ | _ | 0 | 0
_ | _ | _ | 0 | 0
_ | _ | _ | 0 | 0
_ | _ | _ | 0 | 0
_ | _ | _ | 0 | 0
_ | _ | _ | 0 | 0
_ | _ | _ | 0 | 0
_ | _ | _ | 0 | 0
_ | _ | _ | 0 | 0
_ | _ | _ | 0 | 0
_ | _ | _ | 0 | 0
_ | _ | _ | 0 | 0
_ | _ | _ | 0 | 0
_ | _ | _ | 0 | 0
_ | _ | _ | 0 | 0
_ | _ | _ | 0 | 0
_ | _ | _ | 0 | 0
_ | _ | _ | 0 | 0
_ | _ | _ | 0 | 0
_ | _ | _ | 0 | 0
_ | _ | _ | 0 | 0
_ | _ | _ | 0 | 0
_ | _ | _ | 0 | 0
_ | _ | _ | 0 | 0
_ | _ | _ | 0 | 0
_ | _ | _ | 0 | 0
_ | _ | _ | 0 | 0
_ | _ | _ | 0 | 0
_ | _ | _ | 0 | 0
_ | _ | _ | 0 | 0
_ | _ | _ | 0 | 0
_ | _ | _ | 0 | 0
_ | _ | _ | 0 | 0
_ | _ | _ | 0 | 0
_ | _ | _ | 0 | 0
_ | _ | _ | 0 | 0
_ | _ | _ | 0 | 0
_ | _ | _ | 0 | 0
_ | _ | _ | 0 | 0
_ | _ | _ | 0 | 0
_ | _ | _ | 0 | 0
_ | _ | _ | 0 | 0
_ | _ | _ | 0 | 0
_ | _ | _ | 0 | 0
_ | _ | _ | 0 | 0
_ | _ | _ | 0 | 0
_ | _ | _ | 0 | 0
_ | _ | _ | 0 | 0
_ | _ | _ | 0 | 0
_ | _ | _ | 0 | 0
_ | _ | _ | 0 | 0
_ | _ | _ | 0 | 0
_ | _ | _ | 0 | 0
_ | _ | _ | 0 | 0
_ | _ | _ | 0 | 0
_ | _ | _ | 0 | 0
_ | _ | _ | 0 | 0
_ | _ | _ | 0 | 0
_ | _ | _ | 0 | 0
_ | _ | _ | 0 | 0
_ | _ | _ | 0 | 0
_ | _ | _ | 0 | 0
_ | _ | _ | 0 | 0
_ | _ | _ | 0 | 0
_ | _ | _ | 0 | 0
_ | _ | _ | 0 | 0
_ | _ | _ | 0 | 0
_ | _ | _ | 0 | 0
_ | _ | _ | 0 | 0
_ | _ | _ | 0 | 0
_ | _ | _ | 0 | 0
_ | _ | _ | 0 | 0
_ | _ | _ | 0 | 0
_ | _ | _ | 0 | 0
_ | _ | _ | 0 | 0
_ | _ | _ | 0 | 0
_ | _ | _ | 0 | 0
_ | _ | _ | 0 | 0
_ | _ | _ | 0 | 0
_ | _ | _ | 0 | 0
_ | _ | _ | 0 | 0
_ | _ | _ | 0 | 0
_ | _ | _ | 0 | 0
_ | _ | _ | 0 | 0
_ | _ | _ | 0 | 0
_ | _ | _ | 0 | 0
_ | _ | _ | 0 | 0
_ | _ | _ | 0 | 0
_ | _ | _ | 0 | 0
_ | _ | _ | 0 | 0
_ | _ | _ | 0 | 0
_ | _ | _ | 0 | 0
_ | _ | _ | 0 | 0
_ | _ | _ | 0 | 0
_ | _ | _ | 0 | 0
_ | _ | _ | 0 | 0
_ | _ | _ | 0 | 0
_ | _ | _ | 0 | 0
_ | _ | _ | 0 | 0
_ | _ | _ | 0 | 0
_ | _ | _ | 0 | 0
_ | _ | _ | 0 | 0
_ | _ | _ | 0 | 0
_ | _ | _ | 0 | 0
_ | _ | _ | 0 | 0
_ | _ | _ | 0 | 0
_ | _ | _ | 0 | 0
_ | _ | _ | 0 | 0
_ | _ | _ | 0 | 0
_ | _ | _ | 0 | 0
_ | _ | _ | 0 | 0
_ | _ | _ | 0 | 0
_ | _ | _ | 0 | 0
_ | _ | _ | 0 | 0
_ | _ | _ | 0 | 0
_ | _ | _ | 0 | 0
_ | _ | _ | 0 | 0
_ | _ | _ | 0 | 0
_ | _ | _ | 0 | 0
_ | _ | _ | 0 | 0
_ | _ | _ | 0 | 0
_ | _ | _ | 0 | 0
_ | _ | _ | 0 | 0
_ | _ | _ | 0 | 0
_ | _ | _ | 0 | 0
_ | _ | _ | 0 | 0
_ | _ | _ | 0 | 0
_ | _ | _ | 0 | 0
_ | _ | _ | 0 | 0
_ | _ | _ | 0 | 0
_ | _ | _ | 0 | 0
_ | _ | _ | 0 | 0
_ | _ | _ | 0 | 0
_ | _ | _ | 0 | 0
_ | _ | _ | 0 | 0
_ | _ | _ | 0 | 0
_ | _ | _ | 0 | 0
_ | _ | _ | 0 | 0
_ | _ | _ | 0 | 0
_ | _ | _ | 0 | 0
_ | _ | _ | 0 | 0
_ | _ | _ | 0 | 0
_ | _ | _ | 0 | 0
_ | _ | _ | 0 | 0
_ | _ | _ | 0 | 0
_ | _ | _ | 0 | 0
_ | _ | _ | 0 | 0
_ | _ | _ | 0 | 0
_ | _ | _ | 0 | 0
_ | _ | _ | 0 | 0
_ | _ | _ | 0 | 0
_ | _ | _ | 0 | 0
_ | _ | _ | 0 | 0
_ | _ | _ | 0 | 0
_ | _ | _ | 0 | 0
_ | _ | _ | 0 | 0
_ | _ | _ | 0 | 0
_ | _ | _ | 0 | 0
_ | _ | _ | 0 | 0
_ | _ | _ | 0 | 0
_ | _ | _ | 0 | 0
_ | _ | _ | 0 | 0
_ | _ | _ | 0 | 0
_ | _ | _ | 0 | 0
_ | _ | _ | 0 | 0
_ | _ | _ | 0 | 0
_ | _ | _ | 0 | 0
_ | _ | _ | 0 | 0
_ | _ | _ | 0 | 0
_ | _ | _ | 0 | 0
_ | _ | _ | 0 | 0
_ | _ | _ | 0 | 0
_ | _ | _ | 0 | 0
_ | _ | _ | 0 | 0
_ | _ | _ | 0 | 0
_ | _ | _ | 0 | 0
_ | _ | _ | 0 | 0
_ | _ | _ | 0 | 0
_ | _ | _ | 0 | 0
_ | _ | _ | 0 | 0
_ | _ | _ | 0 | 0
_ | _ | _ | 0 | 0
_ | _ | _ | 0 | 0
_ | _ | _ | 0 | 0
_ | _ | _ | 0 | 0
_ | _ | _ | 0 | 0
_ | _ | _ | 0 | 0
_ | _ | _ | 0 | 0
_ | _ | _ | 0 | 0
_ | _ | _ | 0 | 0
_ | _ | _ | 0 | 0
_ | _ | _ | 0 | 0
_ | _ | _ | 0 | 0
_ | _ | _ | 0 | 0
_ | _ | _ | 0 | 0
_ | _ | _ | 0 | 0
_ | _ | _ | 0 | 0
_ | _ | _ | 0 | 0
_ | _ | _ | 0 | 0
_ | _ | _ | 0 | 0
_ | _ | _ | 0 | 0
_ | _ | _ | 0 | 0
_ | _ | _ | 0 | 0
_ | _ | _ | 0 | 0
_ | _ | _ | 0 | 0
_ | _ | _ | 0 | 0
_ | _ | _ | 0 | 0
_ | _ | _ | 0 | 0
_ | _ | _ | 0 | 0
_ | _ | _ | 0 | 0
_ | _ | _ | 0 | 0
_ | _ | _ | 0 | 0
_ | _ | _ | 0 | 0
_ | _ | _ | 0 | 0
_ | _ | _ | 0 | 0
_ | _ | _ | 0 | 0
_ | _ | _ | 0 | 0
_ | _ | _ | 0 | 0
_ | _ | _ | 0 | 0
_ | _ | _ | 0 | 0
_ | _ | _ | 0 | 0
_ | _ | _ | 0 | 0
_ | _ | _ | 0 | 0
_ | _ | _ | 0 | 0
_ | _ | _ | 0 | 0
_ | _ | _ | 0 | 0
_ | _ | _ | 0 | 0
_ | _ | _ | 0 | 0
_ | _ | _ | 0 | 0
_ | _ | _ | 0 | 0
_ | _ | _ | 0 | 0
_ | _ | _ | 0 | 0
_ | _ | _ | 0 | 0
_ | _ | _ | 0 | 0
_ | _ | _ | 0 | 0
_ | _ | _ | 0 | 0
_ | _ | _ | 0 | 0
_ | _ | _ | 0 | 0
_ | _ | _ | 0 | 0
_ | _ | _ | 0 | 0
_ | _ | _ | 0 | 0
_ | _ | _ | 0 | 0
_ | _ | _ | 0 | 0
_ | _ | _ | 0 | 0
_ | _ | _ | 0 | 0
_ | _ | _ | 0 | 0
_ | _ | _ | 0 | 0
_ | _ | _ | 0 | 0
_ | _ | _ | 0 | 0
_ | _ | _ | 0 | 0
_ | _ | _ | 0 | 0
_ | _ | _ | 0 | 0
_ | _ | _ | 0 | 0
_ | _ | _ | 0 | 0
_ | _ | _ | 0 | 0
_ | _ | _ | 0 | 0
_ | _ | _ | 0 | 0
_ | _ | _ | 0 | 0
_ | _ | _ | 0 | 0
_ | _ | _ | 0 | 0
_ | _ | _ | 0 | 0
_ | _ | _ | 0 | 0
_ | _ | _ | 0 | 0
_ | _ | _ | 0 | 0
_ | _ | _ | 0 | 0
_ | _ | _ | 0 | 0
_ | _ | _ | 0 | 0
_ | _ | _ | 0 | 0
_ | _ | _ | 0 | 0
_ | _ | _ | 0 | 0
_ | _ | _ | 0 | 0
_ | _ | _ | 0 | 0
_ | _ | _ | 0 | 0
_ | _ | _ | 0 | 0
_ | _ | _ | 0 | 0
_ | _ | _ | 0 | 0
_ | _ | _ | 0 | 0
_ | _ | _ | 0 | 0
_ | _ | _ | 0 | 0
_ | _ | _ | 0 | 0
_ | _ | _ | 0 | 0
_ | _ | _ | 0 | 0
_ | _ | _ | 0 | 0
_ | _ | _ | 0 | 0
_ | _ | _ | 0 | 0
_ | _ | _ | 0 | 0
_ | _ | _ | 0 | 0
_ | _ | _ | 0 | 0
_ | _ | _ | 0 | 0
_ | _ | _ | 0 | 0
_ | _ | _ | 0 | 0
_ | _ | _ | 0 | 0
_ | _ | _ | 0 | 0
_ | _ | _ | 0 | 0
_ | _ | _ | 0 | 0
_ | _ | _ | 0 | 0
_ | _ | _ | 0 | 0
_ | _ | _ | 0 | 0
_ | _ | _ | 0 | 0
_ | _ | _ | 0 | 0
_ | _ | _ | 0 | 0
_ | _ | _ | 0 | 0
_ | _ | _ | 0 | 0
_ | _ | _ | 0 | 0
_ | _ | _ | 0 | 0
_ | _ | _ | 0 | 0
_ | _ | _ | 0 | 0
_ | _ | _ | 0 | 0
_ | _ | _ | 0 | 0
_ | _ | _ | 0 | 0
_ | _ | _ | 0 | 0
_ | _ | _ | 0 | 0
_ | _ | _ | 0 | 0
_ | _ | _ | 0 | 0
_ | _ | _ | 0 | 0
_ | _ | _ | 0 | 0
_ | _ | _ | 0 | 0
_ | _ | _ | 0 | 0
_ | _ | _ | 0 | 0
_ | _ | _ | 0 | 0
_ | _ | _ | 0 | 0
_ | _ | _ | 0 | 0
_ | _ | _ | 0 | 0
_ | _ | _ | 0 | 0
_ | _ | _ | 0 | 0
_ | _ | _ | 0 | 0
_ | _ | _ | 0 | 0
_ | _ | _ | 0 | 0
_ | _ | _ | 0 | 0
_ | _ | _ | 0 | 0
_ | _ | _ | 0 | 0
_ | _ | _ | 0 | 0
_ | _ | _ | 0 | 0
_ | _ | _ | 0 | 0
_ | _ | _ | 0 | 0
_ | _ | _ | 0 | 0
_ | _ | _ | 0 | 0
_ | _ | _ | 0 | 0
_ | _ | _ | 0 | 0
_ | _ | _ | 0 | 0
_ | _ | _ | 0 | 0
_ | _ | _ | 0 | 0
_ | _ | _ | 0 | 0
_ | _ | _ | 0 | 0
_ | _ | _ | 0 | 0
_ | _ | _ | 0 | 0
_ | _ | _ | 0 | 0
_ | _ | _ | 0 | 0
_ | _ | _ | 0 | 0
_ | _ | _ | 0 | 0
_ | _ | _ | 0 | 0
_ | _ | _ | 0 | 0
_ | _ | _ | 0 | 0
_ | _ | _ | 0 | 0
_ | _ | _ | 0 | 0
_ | _ | _ | 0 | 0
_ | _ | _ | 0 | 0
_ | _ | _ | 0 | 0
_ | _ | _ | 0 | 0
_ | _ | _ | 0 | 0
_ | _ | _ | 0 | 0
_ | _ | _ | 0 | 0
_ | _ | _ | 0 | 0
_ | _ | _ | 0 | 0
_ | _ | _ | 0 | 0
_ | _ | _ | 0 | 0
_ | _ | _ | 0 | 0
_ | _ | _ | 0 | 0
_ | _ | _ | 0 | 0
_ | _ | _ | 0 | 0
_ | _ | _ | 0 | 0
_ | _ | _ | 0 | 0
_ | _ | _ | 0 | 0
_ | _ | _ | 0 | 0
_ | _ | _ | 0 | 0
_ | _ | _ | 0 | 0
_ | _ | _ | 0 | 0
_ | _ | _ | 0 | 0
_ | _ | _ | 0 | 0
_ | _ | _ | 0 | 0
_ | _ | _ | 0 | 0
_ | _ | _ | 0 | 0
_ | _ | _ | 0 | 0
_ | _ | _ | 0 | 0
_ | _ | _ | 0 | 0
_ | _ | _ | 0 | 0
_ | _ | _ | 0 | 0
_ | _ | _ | 0 | 0
_ | _ | _ | 0 | 0
_ | _ | _ | 0 | 0
_ | _ | _ | 0 | 0
_ | _ | _ | 0 | 0
_ | _ | _ | 0 | 0
_ | _ | _ | 0 | 0
_ | _ | _ | 0 | 0
_ | _ | _ | 0 | 0
_ | _ | _ | 0 | 0
_ | _ | _ | 0 | 0
_ | _ | _ | 0 | 0
_ | _ | _ | 0 | 0
_ | _ | _ | 0 | 0
_ | _ | _ | 0 | 0
_ | _ | _ | 0 | 0
_ | _ | _ | 0 | 0
_ | _ | _ | 0 | 0
_ | _ | _ | 0 | 0
_ | _ | _ | 0 | 0
_ | _ | _ | 0 | 0
_ | _ | _ | 0 | 0
_ | _ | _ | 0 | 0
_ | _ | _ | 0 | 0
_ | _ | _ | 0 | 0
_ | _ | _ | 0 | 0
_ | _ | _ | 0 | 0
_ | _ | _ | 0 | 0
_ | _ | _ | 0 | 0
_ | _ | _ | 0 | 0
_ | _ | _ | 0 | 0
_ | _ | _ | 0 | 0
_ | _ | _ | 0 | 0
_ | _ | _ | 0 | 0
_ | _ | _ | 0 | 0
_ | _ | _ | 0 | 0
_ | _ | _ | 0 | 0
_ | _ | _ | 0 | 0
_ | _ | _ | 0 | 0
_ | _ | _ | 0 | 0
_ | _ | _ | 0 | 0
_ | _ | _ | 0 | 0
_ | _ | _ | 0 | 0
_ | _ | _ | 0 | 0
_ | _ | _ | 0 | 0
_ | _ | _ | 0 | 0
_ | _ | _ | 0 | 0
_ | _ | _ | 0 | 0
_ | _ | _ | 0 | 0
_ | _ | _ | 0 | 0
_ | _ | _ | 0 | 0
_ | _ | _ | 0 | 0
_ | _ | _ | 0 | 0
_ | _ | _ | 0 | 0
_ | _ | _ | 0 | 0
_ | _ | _ | 0 | 0
_ | _ | _ | 0 | 0
_ | _ | _ | 0 | 0
_ | _ | _ | 0 | 0
_ | _ | _ | 0 | 0
_ | _ | _ | 0 | 0
_ | _ | _ | 0 | 0
_ | _ | _ | 0 | 0
_ | _ | _ | 0 | 0
_ | _ | _ | 0 | 0
_ | _ | _ | 0 | 0
_ | _ | _ | 0 | 0
_ | _ | _ | 0 | 0
_ | _ | _ | 0 | 0
_ | _ | _ | 0 | 0
_ | _ | _ | 0 | 0
_ | _ | _ | 0 | 0
_ | _ | _ | 0 | 0
_ | _ | _ | 0 | 0
_ | _ | _ | 0 | 0
_ | _ | _ | 0 | 0
_ | _ | _ | 0 | 0
_ | _ | _ | 0 | 0
_ | _ | _ | 0 | 0
_ | _ | _ | 0 | 0
_ | _ | _ | 0 | 0
_ | _ | _ | 0 | 0
_ | _ | _ | 0 | 0
_ | _ | _ | 0 | 0
_ | _ | _ | 0 | 0
_ | _ | _ | 0 | 0
_ | _ | _ | 0 | 0
_ | _ | _ | 0 | 0
_ | _ | _ | 0 | 0
_ | _ | _ | 0 | 0
_ | _ | _ | 0 | 0
_ | _ | _ | 0 | 0
_ | _ | _ | 0 | 0
_ | _ | _ | 0 | 0
_ | _ | _ | 0 | 0
_ | _ | _ | 0 | 0
_ | _ | _ | 0 | 0
_ | _ | _ | 0 | 0
_ | _ | _ | 0 | 0
_ | _ | _ | 0 | 0
_ | _ | _ | 0 | 0
_ | _ | _ | 0 | 0
_ | _ | _ | 0 | 0
_ | _ | _ | 0 | 0
_ | _ | _ | 0 | 0
_ | _ | _ | 0 | 0
_ | _ | _ | 0 | 0
_ | _ | _ | 0 | 0
_ | _ | _ | 0 | 0
_ | _ | _ | 0 | 0
_ | _ | _ | 0 | 0
_ | _ | _ | 0 | 0
_ | _ | _ | 0 | 0
_ | _ | _ | 0 | 0
_ | _ | _ | 0 | 0
_ | _ | _ | 0 | 0
_ | _ | _ | 0 | 0
_ | _ | _ | 0 | 0
_ | _ | _ | 0 | 0
_ | _ | _ | 0 | 0
_ | _ | _ | 0 | 0
_ | _ | _ | 0 | 0
_ | _ | _ | 0 | 0
_ | _ | _ | 0 | 0
_ | _ | _ | 0 | 0
_ | _ | _ | 0 | 0
_ | _ | _ | 0 | 0
_ | _ | _ | 0 | 0
_ | _ | _ | 0 | 0
_ | _ | _ | 0 | 0
_ | _ | _ | 0 | 0
_ | _ | _ | 0 | 0
_ | _ | _ | 0 | 0
_ | _ | _ | 0 | 0
_ | _ | _ | 0 | 0
_ | _ | _ | 0 | 0
_ | _ | _ | 0 | 0
_ | _ | _ | 0 | 0
_ | _ | _ | 0 | 0
_ | _ | _ | 0 | 0
_ | _ | _ | 0 | 0
_ | _ | _ | 0 | 0
_ | _ | _ | 0 | 0
_ | _ | _ | 0 | 0
_ | _ | _ | 0 | 0
_ | _ | _ | 0 | 0
_ | _ | _ | 0 | 0
_ | _ | _ | 0 | 0
_ | _ | _ | 0 | 0
_ | _ | _ | 0 | 0
_ | _ | _ | 0 | 0
_ | _ | _ | 0 | 0
_ | _ | _ | 0 | 0
_ | _ | _ | 0 | 0
_ | _ | _ | 0 | 0
_ | _ | _ | 0 | 0
_ | _ | _ | 0 | 0
_ | _ | _ | 0 | 0
_ | _ | _ | 0 | 0
_ | _ | _ | 0 | 0
_ | _ | _ | 0 | 0
_ | _ | _ | 0 | 0
_ | _ | _ | 0 | 0
_ | _ | _ | 0 | 0
_ | _ | _ | 0 | 0
_ | _ | _ | 0 | 0
_ | _ | _ | 0 | 0
_ | _ | _ | 0 | 0
_ | _ | _ | 0 | 0
_ | _ | _ | 0 | 0
_ | _ | _ | 0 | 0
_ | _ | _ | 0 | 0
_ | _ | _ | 0 | 0
_ | _ | _ | 0 | 0
_ | _ | _ | 0 | 0
_ | _ | _ | 0 | 0
_ | _ | _ | 0 | 0
_ | _ | _ | 0 | 0
_ | _ | _ | 0 | 0
_ | _ | _ | 0 | 0
_ | _ | _ | 0 | 0
_ | _ | _ | 0 | 0
_ | _ | _ | 0 | 0
_ | _ | _ | 0 | 0
_ | _ | _ | 0 | 0
_ | _ | _ | 0 | 0
_ | _ | _ | 0 | 0
_ | _ | _ | 0 | 0
_ | _ | _ | 0 | 0
_ | _ | _ | 0 | 0
_ | _ | _ | 0 | 0
_ | _ | _ | 0 | 0
_ | _ | _ | 0 | 0
_ | _ | _ | 0 | 0
_ | _ | _ | 0 | 0
_ | _ | _ | 0 | 0
_ | _ | _ | 0 | 0
_ | _ | _ | 0 | 0
_ | _ | _ | 0 | 0
_ | _ | _ | 0 | 0
_ | _ | _ | 0 | 0
_ | _ | _ | 0 | 0
_ | _ | _ | 0 | 0
_ | _ | _ | 0 | 0
_ | _ | _ | 0 | 0
_ | _ | _ | 0 | 0
_ | _ | _ | 0 | 0
_ | _ | _ | 0 | 0
_ | _ | _ | 0 | 0
_ | _ | _ | 0 | 0
_ | _ | _ | 0 | 0
_ | _ | _ | 0 | 0
_ | _ | _ | 0 | 0
_ | _ | _ | 0 | 0
_ | _ | _ | 0 | 0
_ | _ | _ | 0 | 0
_ | _ | _ | 0 | 0
_ | _ | _ | 0 | 0
_ | _ | _ | 0 | 0
_ | _ | _ | 0 | 0
_ | _ | _ | 0 | 0
_ | _ | _ | 0 | 0
_ | _ | _ | 0 | 0
_ | _ | _ | 0 | 0
_ | _ | _ | 0 | 0
_ | _ | _ | 0 | 0
_ | _ | _ | 0 | 0
_ | _ | _ | 0 | 0
_ | _ | _ | 0 | 0
_ | _ | _ | 0 | 0
_ | _ | _ | 0 | 0
_ | _ | _ | 0 | 0
_ | _ | _ | 0 | 0
_ | _ | _ | 0 | 0
_ | _ | _ | 0 | 0
_ | _ | _ | 0 | 0
_ | _ | _ | 0 | 0
_ | _ | _ | 0 | 0
_ | _ | _ | 0 | 0
_ | _ | _ | 0 | 0
_ | _ | _ | 0 | 0
_ | _ | _ | 0 | 0
_ | _ | _ | 0 | 0
_ | _ | _ | 0 | 0
_ | _ | _ | 0 | 0
_ | _ | _ | 0 | 0
_ | _ | _ | 0 | 0
_ | _ | _ | 0 | 0
_ | _ | _ | 0 | 0
_ | _ | _ | 0 | 0
_ | _ | _ | 0 | 0
_ | _ | _ | 0 | 0
_ | _ | _ | 0 | 0
_ | _ | _ | 0 | 0
_ | _ | _ | 0 | 0
_ | _ | _ | 0 | 0
_ | _ | _ | 0 | 0
_ | _ | _ | 0 | 0
_ | _ | _ | 0 | 0
_ | _ | _ | 0 | 0
_ | _ | _ | 0 | 0
_ | _ | _ | 0 | 0
_ | _ | _ | 0 | 0
_ | _ | _ | 0 | 0
_ | _ | _ | 0 | 0
_ | _ | _ | 0 | 0
_ | _ | _ | 0 | 0
_ | _ | _ | 0 | 0
_ | _ | _ | 0 | 0
_ | _ | _ | 0 | 0
_ | _ | _ | 0 | 0
_ | _ | _ | 0 | 0
_ | _ | _ | 0 | 0
_ | _ | _ | 0 | 0
_ | _ | _ | 0 | 0
_ | _ | _ | 0 | 0
_ | _ | _ | 0 | 0
_ | _ | _ | 0 | 0
_ | _ | _ | 0 | 0
_ | _ | _ | 0 | 0
_ | _ | _ | 0 | 0
_ | _ | _ | 0 | 0
_ | _ | _ | 0 | 0
_ | _ | _ | 0 | 0
_ | _ | _ | 0 | 0
_ | _ | _ | 0 | 0
_ | _ | _ | 0 | 0
_ | _ | _ | 0 | 0
_ | _ | _ | 0 | 0
_ | _ | _ | 0 | 0
_ | _ | _ | 0 | 0
_ | _ | _ | 0 | 0
_ | _ | _ | 0 | 0
_ | _ | _ | 0 | 0
_ | _ | _ | 0 | 0
_ | _ | _ | 0 | 0
_ | _ | _ | 0 | 0
_ | _ | _ | 0 | 0
_ | _ | _ | 0 | 0
_ | _ | _ | 0 | 0
_ | _ | _ | 0 | 0
_ | _ | _ | 0 | 0
_ | _ | _ | 0 | 0
_ | _ | _ | 0 | 0
_ | _ | _ | 0 | 0
_ | _ | _ | 0 | 0
_ | _ | _ | 0 | 0
_ | _ | _ | 0 | 0
_ | _ | _ | 0 | 0
_ | _ | _ | 0 | 0
_ | _ | _ | 0 | 0
_ | _ | _ | 0 | 0
_ | _ | _ | 0 | 0
_ | _ | _ | 0 | 0
_ | _ | _ | 0 | 0
_ | _ | _ | 0 | 0
_ | _ | _ | 0 | 0
_ | _ | _ | 0 | 0
_ | _ | _ | 0 | 0
_ | _ | _ | 0 | 0
_ | _ | _ | 0 | 0
_ | _ | _ | 0 | 0
_ | _ | _ | 0 | 0
_ | _ | _ | 0 | 0
_ | _ | _ | 0 | 0
_ | _ | _ | 0 | 0
_ | _ | _ | 0 | 0
_ | _ | _ | 0 | 0
_ | _ | _ | 0 | 0
_ | _ | _ | 0 | 0
_ | _ | _ | 0 | 0
_ | _ | _ | 0 | 0
_ | _ | _ | 0 | 0
_ | _ | _ | 0 | 0
_ | _ | _ | 0 | 0
_ | _ | _ | 0 | 0
_ | _ | _ | 0 | 0
_ | _ | _ | 0 | 0
_ | _ | _ | 0 | 0
_ | _ | _ | 0 | 0
_ | _ | _ | 0 | 0
_ | _ | _ | 0 | 0
_ | _ | _ | 0 | 0
_ | _ | _ | 0 | 0
_ | _ | _ | 0 | 0
_ | _ | _ | 0 | 0
_ | _ | _ | 0 | 0
_ | _ | _ | 0 | 0
_ | _ | _ | 0 | 0
_ | _ | _ | 0 | 0
_ | _ | _ | 0 | 0
_ | _ | _ | 0 | 0
_ | _ | _ | 0 | 0
_ | _ | _ | 0 | 0
_ | _ | _ | 0 | 0
_ | _ | _ | 0 | 0
_ | _ | _ | 0 | 0
_ | _ | _ | 0 | 0
_ | _ | _ | 0 | 0
_ | _ | _ | 0 | 0
_ | _ | _ | 0 | 0
_ | _ | _ | 0 | 0
_ | _ | _ | 0 | 0
_ | _ | _ | 0 | 0
_ | _ | _ | 0 | 0
_ | _ | _ | 0 | 0
_ | _ | _ | 0 | 0
_ | _ | _ | 0 | 0
_ | _ | _ | 0 | 0
_ | _ | _ | 0 | 0
_ | _ | _ | 0 | 0
_ | _ | _ | 0 | 0
_ | _ | _ | 0 | 0
_ | _ | _ | 0 | 0
_ | _ | _ | 0 | 0
_ | _ | _ | 0 | 0
_ | _ | _ | 0 | 0
_ | _ | _ | 0 | 0
_ | _ | _ | 0 | 0
_ | _ | _ | 0 | 0
_ | _ | _ | 0 | 0
_ | _ | _ | 0 | 0
_ | _ | _ | 0 | 0
_ | _ | _ | 0 | 0
_ | _ | _ | 0 | 0
_ | _ | _ | 0 | 0
_ | _ | _ | 0 | 0
_ | _ | _ | 0 | 0
_ | _ | _ | 0 | 0
_ | _ | _ | 0 | 0
_ | _ | _ | 0 | 0
_ | _ | _ | 0 | 0
_ | _ | _ | 0 | 0
_ | _ | _ | 0 | 0
_ | _ | _ | 0 | 0
_ | _ | _ | 0 | 0
_ | _ | _ | 0 | 0
_ | _ | _ | 0 | 0
_ | _ | _ | 0 | 0
_ | _ | _ | 0 | 0
_ | _ | _ | 0 | 0
_ | _ | _ | 0 | 0
_ | _ | _ | 0 | 0
_ | _ | _ | 0 | 0
_ | _ | _ | 0 | 0
_ | _ | _ | 0 | 0
_ | _ | _ | 0 | 0
_ | _ | _ | 0 | 0
_ | _ | _ | 0 | 0
_ | _ | _ | 0 | 0
_ | _ | _ | 0 | 0
_ | _ | _ | 0 | 0
_ | _ | _ | 0 | 0
_ | _ | _ | 0 | 0
_ | _ | _ | 0 | 0
_ | _ | _ | 0 | 0
_ | _ | _ | 0 | 0
_ | _ | _ | 0 | 0
_ | _ | _ | 0 | 0
_ | _ | _ | 0 | 0
_ | _ | _ | 0 | 0
_ | _ | _ | 0 | 0
_ | _ | _ | 0 | 0
_ | _ | _ | 0 | 0
_ | _ | _ | 0 | 0
_ | _ | _ | 0 | 0
_ | _ | _ | 0 | 0
_ | _ | _ | 0 | 0
_ | _ | _ | 0 | 0
_ | _ | _ | 0 | 0
_ | _ | _ | 0 | 0
_ | _ | _ | 0 | 0
_ | _ | _ | 0 | 0
_ | _ | _ | 0 | 0
_ | _ | _ | 0 | 0
_ | _ | _ | 0 | 0
_ | _ | _ | 0 | 0
_ | _ | _ | 0 | 0
_ | _ | _ | 0 | 0
_ | _ | _ | 0 | 0
_ | _ | _ | 0 | 0
_ | _ | _ | 0 | 0
_ | _ | _ | 0 | 0
_ | _ | _ | 0 | 0
_ | _ | _ | 0 | 0
_ | _ | _ | 0 | 0
_ | _ | _ | 0 | 0
_ | _ | _ | 0 | 0
_ | _ | _ | 0 | 0
_ | _ | _ | 0 | 0
_ | _ | _ | 0 | 0
_ | _ | _ | 0 | 0
_ | _ | _ | 0 | 0
_ | _ | _ | 0 | 0
_ | _ | _ | 0 | 0
_ | _ | _ | 0 | 0
_ | _ | _ | 0 | 0
_ | _ | _ | 0 | 0
_ | _ | _ | 0 | 0
_ | _ | _ | 0 | 0
_ | _ | _ | 0 | 0
_ | _ | _ | 0 | 0
_ | _ | _ | 0 | 0
_ | _ | _ | 0 | 0
_ | _ | _ | 0 | 0
_ | _ | _ | 0 | 0
_ | _ | _ | 0 | 0
_ | _ | _ | 0 | 0
_ | _ | _ | 0 | 0
_ | _ | _ | 0 | 0
_ | _ | _ | 0 | 0
_ | _ | _ | 0 | 0
_ | _ | _ | 0 | 0
_ | _ | _ | 0 | 0
_ | _ | _ | 0 | 0
_ | _ | _ | 0 | 0
_ | _ | _ | 0 | 0
_ | _ | _ | 0 | 0
_ | _ | _ | 0 | 0
_ | _ | _ | 0 | 0
_ | _ | _ | 0 | 0
_ | _ | _ | 0 | 0
_ | _ | _ | 0 | 0
_ | _ | _ | 0 | 0
_ | _ | _ | 0 | 0
_ | _ | _ | 0 | 0
_ | _ | _ | 0 | 0
_ | _ | _ | 0 | 0
_ | _ | _ | 0 | 0
_ | _ | _ | 0 | 0
_ | _ | _ | 0 | 0
_ | _ | _ | 0 | 0
_ | _ | _ | 0 | 0
_ | _ | _ | 0 | 0
_ | _ | _ | 0 | 0
_ | _ | _ | 0 | 0
_ | _ | _ | 0 | 0
_ | _ | _ | 0 | 0
_ | _ | _ | 0 | 0
_ | _ | _ | 0 | 0
_ | _ | _ | 0 | 0
_ | _ | _ | 0 | 0
_ | _ | _ | 0 | 0
_ | _ | _ | 0 | 0
_ | _ | _ | 0 | 0
_ | _ | _ | 0 | 0
_ | _ | _ | 0 | 0
_ | _ | _ | 0 | 0
_ | _ | _ | 0 | 0
_ | _ | _ | 0 | 0
_ | _ | _ | 0 | 0
_ | _ | _ | 0 | 0
_ | _ | _ | 0 | 0
_ | _ | _ | 0 | 0
_ | _ | _ | 0 | 0
_ | _ | _ | 0 | 0
_ | _ | _ | 0 | 0
_ | _ | _ | 0 | 0
_ | _ | _ | 0 | 0
_ | _ | _ | 0 | 0
_ | _ | _ | 0 | 0
_ | _ | _ | 0 | 0
_ | _ | _ | 0 | 0
_ | _ | _ | 0 | 0
_ | _ | _ | 0 | 0
_ | _ | _ | 0 | 0
_ | _ | _ | 0 | 0
_ | _ | _ | 0 | 0
_ | _ | _ | 0 | 0
_ | _ | _ | 0 | 0
_ | _ | _ | 0 | 0
_ | _ | _ | 0 | 0
_ | _ | _ | 0 | 0
_ | _ | _ | 0 | 0
_ | _ | _ | 0 | 0
_ | _ | _ | 0 | 0
_ | _ | _ | 0 | 0
_ | _ | _ | 0 | 0
_ | _ | _ | 0 | 0
_ | _ | _ | 0 | 0
_ | _ | _ | 0 | 0
_ | _ | _ | 0 | 0
_ | _ | _ | 0 | 0
_ | _ | _ | 0 | 0
_ | _ | _ | 0 | 0
_ | _ | _ | 0 | 0
_ | _ | _ | 0 | 0
_ | _ | _ | 0 | 0
_ | _ | _ | 0 | 0
_ | _ | _ | 0 | 0
_ | _ | _ | 0 | 0
_ | _ | _ | 0 | 0
_ | _ | _ | 0 | 0
_ | _ | _ | 0 | 0
_ | _ | _ | 0 | 0
_ | _ | _ | 0 | 0
_ | _ | _ | 0 | 0
_ | _ | _ | 0 | 0
_ | _ | _ | 0 | 0
_ | _ | _ | 0 | 0
_ | _ | _ | 0 | 0
_ | _ | _ | 0 | 0
_ | _ | _ | 0 | 0
_ | _ | _ | 0 | 0
_ | _ | _ | 0 | 0
_ | _ | _ | 0 | 0
_ | _ | _ | 0 | 0
_ | _ | _ | 0 | 0
_ | _ | _ | 0 | 0
_ | _ | _ | 0 | 0
_ | _ | _ | 0 | 0
_ | _ | _ | 0 | 0
_ | _ | _ | 0 | 0
_ | _ | _ | 0 | 0
_ | _ | _ | 0 | 0
_ | _ | _ | 0 | 0
_ | _ | _ | 0 | 0
_ | _ | _ | 0 | 0
_ | _ | _ | 0 | 0
_ | _ | _ | 0 | 0
_ | _ | _ | 0 | 0
_ | _ | _ | 0 | 0
_ | _ | _ | 0 | 0
_ | _ | _ | 0 | 0
_ | _ | _ | 0 | 0
_ | _ | _ | 0 | 0
_ | _ | _ | 0 | 0
_ | _ | _ | 0 | 0
_ | _ | _ | 0 | 0
_ | _ | _ | 0 | 0
_ | _ | _ | 0 | 0
_ | _ | _ | 0 | 0
_ | _ | _ | 0 | 0
_ | _ | _ | 0 | 0
_ | _ | _ | 0 | 0
_ | _ | _ | 0 | 0
_ | _ | _ | 0 | 0
_ | _ | _ | 0 | 0
_ | _ | _ | 0 | 0
_ | _ | _ | 0 | 0
_ | _ | _ | 0 | 0
_ | _ | _ | 0 | 0
_ | _ | _ | 0 | 0
_ | _ | _ | 0 | 0
_ | _ | _ | 0 | 0
_ | _ | _ | 0 | 0
_ | _ | _ | 0 | 0
_ | _ | _ | 0 | 0
_ | _ | _ | 0 | 0
_ | _ | _ | 0 | 0
_ | _ | _ | 0 | 0
_ | _ | _ | 0 | 0
_ | _ | _ | 0 | 0
_ | _ | _ | 0 | 0
_ | _ | _ | 0 | 0
_ | _ | _ | 0 | 0
_ | _ | _ | 0 | 0
_ | _ | _ | 0 | 0
_ | _ | _ | 0 | 0
_ | _ | _ | 0 | 0
_ | _ | _ | 0 | 0
_ | _ | _ | 0 | 0
_ | _ | _ | 0 | 0
_ | _ | _ | 0 | 0
_ | _ | _ | 0 | 0
_ | _ | _ | 0 | 0
_ | _ | _ | 0 | 0
_ | _ | _ | 0 | 0
_ | _ | _ | 0 | 0
_ | _ | _ | 0 | 0
_ | _ | _ | 0 | 0
_ | _ | _ | 0 | 0
_ | _ | _ | 0 | 0
_ | _ | _ | 0 | 0
_ | _ | _ | 0 | 0
_ | _ | _ | 0 | 0
_ | _ | _ | 0 | 0
_ | _ | _ | 0 | 0
_ | _ | _ | 0 | 0
_ | _ | _ | 0 | 0
_ | _ | _ | 0 | 0
_ | _ | _ | 0 | 0
_ | _ | _ | 0 | 0
_ | _ | _ | 0 | 0
_ | _ | _ | 0 | 0
_ | _ | _ | 0 | 0
_ | _ | _ | 0 | 0
_ | _ | _ | 0 | 0
_ | _ | _ | 0 | 0
_ | _ | _ | 0 | 0
_ | _ | _ | 0 | 0
_ | _ | _ | 0 | 0
_ | _ | _ | 0 | 0
_ | _ | _ | 0 | 0
_ | _ | _ | 0 | 0
_ | _ | _ | 0 | 0
_ | _ | _ | 0 | 0
_ | _ | _ | 0 | 0
_ | _ | _ | 0 | 0
_ | _ | _ | 0 | 0
_ | _ | _ | 0 | 0
_ | _ | _ | 0 | 0
_ | _ | _ | 0 | 0
_ | _ | _ | 0 | 0
_ | _ | _ | 0 | 0
_ | _ | _ | 0 | 0
_ | _ | _ | 0 | 0
_ | _ | _ | 0 | 0
_ | _ | _ | 0 | 0
_ | _ | _ | 0 | 0
_ | _ | _ | 0 | 0
_ | _ | _ | 0 | 0
_ | _ | _ | 0 | 0
_ | _ | _ | 0 | 0
_ | _ | _ | 0 | 0
_ | _ | _ | 0 | 0
_ | _ | _ | 0 | 0
_ | _ | _ | 0 | 0
_ | _ | _ | 0 | 0
_ | _ | _ | 0 | 0
_ | _ | _ | 0 | 0
_ | _ | _ | 0 | 0
_ | _ | _ | 0 | 0
_ | _ | _ | 0 | 0
_ | _ | _ | 0 | 0
_ | _ | _ | 0 | 0
_ | _ | _ | 0 | 0
_ | _ | _ | 0 | 0
_ | _ | _ | 0 | 0
_ | _ | _ | 0 | 0
_ | _ | _ | 0 | 0
_ | _ | _ | 0 | 0
_ | _ | _ | 0 | 0
_ | _ | _ | 0 | 0
_ | _ | _ | 0 | 0
_ | _ | _ | 0 | 0
_ | _ | _ | 0 | 0
_ | _ | _ | 0 | 0
_ | _ | _ | 0 | 0
_ | _ | _ | 0 | 0
_ | _ | _ | 0 | 0
_ | _ | _ | 0 | 0
_ | _ | _ | 0 | 0
_ | _ | _ | 0 | 0
_ | _ | _ | 0 | 0
_ | _ | _ | 0 | 0
_ | _ | _ | 0 | 0
_ | _ | _ | 0 | 0
_ | _ | _ | 0 | 0
_ | _ | _ | 0 | 0
_ | _ | _ | 0 | 0
_ | _ | _ | 0 | 0
_ | _ | _ | 0 | 0
_ | _ | _ | 0 | 0
_ | _ | _ | 0 | 0
_ | _ | _ | 0 | 0
_ | _ | _ | 0 | 0
_ | _ | _ | 0 | 0
_ | _ | _ | 0 | 0
_ | _ | _ | 0 | 0
_ | _ | _ | 0 | 0
_ | _ | _ | 0 | 0
_ | _ | _ | 0 | 0
_ | _ | _ | 0 | 0
_ | _ | _ | 0 | 0
_ | _ | _ | 0 | 0
_ | _ | _ | 0 | 0
_ | _ | _ | 0 | 0
_ | _ | _ | 0 | 0
_ | _ | _ | 0 | 0
_ | _ | _ | 0 | 0
_ | _ | _ | 0 | 0
_ | _ | _ | 0 | 0
_ | _ | _ | 0 | 0
_ | _ | _ | 0 | 0
_ | _ | _ | 0 | 0
_ | _ | _ | 0 | 0
_ | _ | _ | 0 | 0
_ | _ | _ | 0 | 0
_ | _ | _ | 0 | 0
_ | _ | _ | 0 | 0
_ | _ | _ | 0 | 0
_ | _ | _ | 0 | 0
_ | _ | _ | 0 | 0
_ | _ | _ | 0 | 0
_ | _ | _ | 0 | 0
_ | _ | _ | 0 | 0
_ | _ | _ | 0 | 0
_ | _ | _ | 0 | 0
_ | _ | _ | 0 | 0
_ | _ | _ | 0 | 0
_ | _ | _ | 0 | 0
_ | _ | _ | 0 | 0
_ | _ | _ | 0 | 0
_ | _ | _ | 0 | 0
_ | _ | _ | 0 | 0
_ | _ | _ | 0 | 0
_ | _ | _ | 0 | 0
_ | _ | _ | 0 | 0
_ | _ | _ | 0 | 0
_ | _ | _ | 0 | 0
_ | _ | _ | 0 | 0
_ | _ | _ | 0 | 0
_ | _ | _ | 0 | 0
_ | _ | _ | 0 | 0
_ | _ | _ | 0 | 0
_ | _ | _ | 0 | 0
_ | _ | _ | 0 | 0
_ | _ | _ | 0 | 0
_ | _ | _ | 0 | 0
_ | _ | _ | 0 | 0
_ | _ | _ | 0 | 0
_ | _ | _ | 0 | 0
_ | _ | _ | 0 | 0
_ | _ | _ | 0 | 0
_ | _ | _ | 0 | 0
_ | _ | _ | 0 | 0
_ | _ | _ | 0 | 0
_ | _ | _ | 0 | 0
_ | _ | _ | 0 | 0
_ | _ | _ | 0 | 0
_ | _ | _ | 0 | 0
_ | _ | _ | 0 | 0
_ | _ | _ | 0 | 0
_ | _ | _ | 0 | 0
_ | _ | _ | 0 | 0
_ | _ | _ | 0 | 0
_ | _ | _ | 0 | 0
_ | _ | _ | 0 | 0
_ | _ | _ | 0 | 0
_ | _ | _ | 0 | 0
_ | _ | _ | 0 | 0
_ | _ | _ | 0 | 0
_ | _ | _ | 0 | 0
_ | _ | _ | 0 | 0
_ | _ | _ | 0 | 0
_ | _ | _ | 0 | 0
_ | _ | _ | 0 | 0
_ | _ | _ | 0 | 0
_ | _ | _ | 0 | 0
_ | _ | _ | 0 | 0
_ | _ | _ | 0 | 0
_ | _ | _ | 0 | 0
_ | _ | _ | 0 | 0
_ | _ | _ | 0 | 0
_ | _ | _ | 0 | 0
_ | _ | _ | 0 | 0
_ | _ | _ | 0 | 0
_ | _ | _ | 0 | 0
_ | _ | _ | 0 | 0
_ | _ | _ | 0 | 0
_ | _ | _ | 0 | 0
_ | _ | _ | 0 | 0
_ | _ | _ | 0 | 0
_ | _ | _ | 0 | 0
_ | _ | _ | 0 | 0
_ | _ | _ | 0 | 0
_ | _ | _ | 0 | 0
_ | _ | _ | 0 | 0
_ | _ | _ | 0 | 0
_ | _ | _ | 0 | 0
_ | _ | _ | 0 | 0
_ | _ | _ | 0 | 0
_ | _ | _ | 0 | 0
_ | _ | _ | 0 | 0
_ | _ | _ | 0 | 0
_ | _ | _ | 0 | 0
_ | _ | _ | 0 | 0
_ | _ | _ | 0 | 0
_ | _ | _ | 0 | 0
_ | _ | _ | 0 | 0
_ | _ | _ | 0 | 0
_ | _ | _ | 0 | 0
_ | _ | _ | 0 | 0
_ | _ | _ | 0 | 0
_ | _ | _ | 0 | 0
_ | _ | _ | 0 | 0
_ | _ | _ | 0 | 0
_ | _ | _ | 0 | 0
_ | _ | _ | 0 | 0
_ | _ | _ | 0 | 0
_ | _ | _ | 0 | 0
_ | _ | _ | 0 | 0
_ | _ | _ | 0 | 0
_ | _ | _ | 0 | 0
_ | _ | _ | 0 | 0
_ | _ | _ | 0 | 0
_ | _ | _ | 0 | 0
_ | _ | _ | 0 | 0
_ | _ | _ | 0 | 0
_ | _ | _ | 0 | 0
_ | _ | _ | 0 | 0
_ | _ | _ | 0 | 0
_ | _ | _ | 0 | 0
_ | _ | _ | 0 | 0
_ | _ | _ | 0 | 0
_ | _ | _ | 0 | 0
_ | _ | _ | 0 | 0
_ | _ | _ | 0 | 0
_ | _ | _ | 0 | 0
_ | _ | _ | 0 | 0
_ | _ | _ | 0 | 0
_ | _ | _ | 0 | 0
_ | _ | _ | 0 | 0
_ | _ | _ | 0 | 0
_ | _ | _ | 0 | 0
_ | _ | _ | 0 | 0
_ | _ | _ | 0 | 0
_ | _ | _ | 0 | 0
_ | _ | _ | 0 | 0
_ | _ | _ | 0 | 0
_ | _ | _ | 0 | 0
_ | _ | _ | 0 | 0
_ | _ | _ | 0 | 0
_ | _ | _ | 0 | 0
_ | _ | _ | 0 | 0
_ | _ | _ | 0 | 0
_ | _ | _ | 0 | 0
_ | _ | _ | 0 | 0
_ | _ | _ | 0 | 0
_ | _ | _ | 0 | 0
_ | _ | _ | 0 | 0
_ | _ | _ | 0 | 0
_ | _ | _ | 0 | 0
_ | _ | _ | 0 | 0
_ | _ | _ | 0 | 0
_ | _ | _ | 0 | 0
_ | _ | _ | 0 | 0
_ | _ | _ | 0 | 0
_ | _ | _ | 0 | 0
_ | _ | _ | 0 | 0
_ | _ | _ | 0 | 0
_ | _ | _ | 0 | 0
_ | _ | _ | 0 | 0
_ | _ | _ | 0 | 0
_ | _ | _ | 0 | 0
_ | _ | _ | 0 | 0
_ | _ | _ | 0 | 0
_ | _ | _ | 0 | 0
_ | _ | _ | 0 | 0
_ | _ | _ | 0 | 0
_ | _ | _ | 0 | 0
_ | _ | _ | 0 | 0
_ | _ | _ | 0 | 0
_ | _ | _ | 0 | 0
_ | _ | _ | 0 | 0
_ | _ | _ | 0 | 0
_ | _ | _ | 0 | 0
_ | _ | _ | 0 | 0
_ | _ | _ | 0 | 0
_ | _ | _ | 0 | 0
_ | _ | _ | 0 | 0
_ | _ | _ | 0 | 0
_ | _ | _ | 0 | 0
_ | _ | _ | 0 | 0
_ | _ | _ | 0 | 0
_ | _ | _ | 0 | 0
_ | _ | _ | 0 | 0
_ | _ | _ | 0 | 0
_ | _ | _ | 0 | 0
_ | _ | _ | 0 | 0
_ | _ | _ | 0 | 0
_ | _ | _ | 0 | 0
_ | _ | _ | 0 | 0
_ | _ | _ | 0 | 0
_ | _ | _ | 0 | 0
_ | _ | _ | 0 | 0
_ | _ | _ | 0 | 0
_ | _ | _ | 0 | 0
_ | _ | _ | 0 | 0
_ | _ | _ | 0 | 0
_ | _ | _ | 0 | 0
_ | _ | _ | 0 | 0
_ | _ | _ | 0 | 0
_ | _ | _ | 0 | 0
_ | _ | _ | 0 | 0
_ | _ | _ | 0 | 0
_ | _ | _ | 0 | 0
_ | _ | _ | 0 | 0
_ | _ | _ | 0 | 0
_ | _ | _ | 0 | 0
_ | _ | _ | 0 | 0
_ | _ | _ | 0 | 0
_ | _ | _ | 0 | 0
_ | _ | _ | 0 | 0
_ | _ | _ | 0 | 0
_ | _ | _ | 0 | 0
_ | _ | _ | 0 | 0
_ | _ | _ | 0 | 0
_ | _ | _ | 0 | 0
_ | _ | _ | 0 | 0
_ | _ | _ | 0 | 0
_ | _ | _ | 0 | 0
_ | _ | _ | 0 | 0
_ | _ | _ | 0 | 0
_ | _ | _ | 0 | 0
_ | _ | _ | 0 | 0
_ | _ | _ | 0 | 0
_ | _ | _ | 0 | 0
_ | _ | _ | 0 | 0
_ | _ | _ | 0 | 0
_ | _ | _ | 0 | 0
_ | _ | _ | 0 | 0
_ | _ | _ | 0 | 0
_ | _ | _ | 0 | 0
_ | _ | _ | 0 | 0
_ | _ | _ | 0 | 0
_ | _ | _ | 0 | 0
_ | _ | _ | 0 | 0
_ | _ | _ | 0 | 0
_ | _ | _ | 0 | 0
_ | _ | _ | 0 | 0
_ | _ | _ | 0 | 0
_ | _ | _ | 0 | 0
_ | _ | _ | 0 | 0
_ | _ | _ | 0 | 0
_ | _ | _ | 0 | 0
_ | _ | _ | 0 | 0
_ | _ | _ | 0 | 0
_ | _ | _ | 0 | 0
_ | _ | _ | 0 | 0
_ | _ | _ | 0 | 0
_ | _ | _ | 0 | 0
_ | _ | _ | 0 | 0
_ | _ | _ | 0 | 0
_ | _ | _ | 0 | 0
_ | _ | _ | 0 | 0
_ | _ | _ | 0 | 0
_ | _ | _ | 0 | 0
_ | _ | _ | 0 | 0
_ | _ | _ | 0 | 0
_ | _ | _ | 0 | 0
_ | _ | _ | 0 | 0
_ | _ | _ | 0 | 0
_ | _ | _ | 0 | 0
_ | _ | _ | 0 | 0
_ | _ | _ | 0 | 0
_ | _ | _ | 0 | 0
_ | _ | _ | 0 | 0
_ | _ | _ | 0 | 0
_ | _ | _ | 0 | 0
_ | _ | _ | 0 | 0
_ | _ | _ | 0 | 0
_ | _ | _ | 0 | 0
_ | _ | _ | 0 | 0
_ | _ | _ | 0 | 0
_ | _ | _ | 0 | 0
_ | _ | _ | 0 | 0
_ | _ | _ | 0 | 0
_ | _ | _ | 0 | 0
_ | _ | _ | 0 | 0
_ | _ | _ | 0 | 0
_ | _ | _ | 0 | 0
_ | _ | _ | 0 | 0
_ | _ | _ | 0 | 0
_ | _ | _ | 0 | 0
_ | _ | _ | 0 | 0
_ | _ | _ | 0 | 0
_ | _ | _ | 0 | 0
_ | _ | _ | 0 | 0
_ | _ | _ | 0 | 0
_ | _ | _ | 0 | 0
_ | _ | _ | 0 | 0
_ | _ | _ | 0 | 0
_ | _ | _ | 0 | 0
_ | _ | _ | 0 | 0
_ | _ | _ | 0 | 0
_ | _ | _ | 0 | 0
_ | _ | _ | 0 | 0
_ | _ | _ | 0 | 0
_ | _ | _ | 0 | 0
_ | _ | _ | 0 | 0
_ | _ | _ | 0 | 0
_ | _ | _ | 0 | 0
_ | _ | _ | 0 | 0
_ | _ | _ | 0 | 0
_ | _ | _ | 0 | 0
_ | _ | _ | 0 | 0
_ | _ | _ | 0 | 0
_ | _ | _ | 0 | 0
_ | _ | _ | 0 | 0
_ | _ | _ | 0 | 0
_ | _ | _ | 0 | 0
_ | _ | _ | 0 | 0
_ | _ | _ | 0 | 0
_ | _ | _ | 0 | 0
_ | _ | _ | 0 | 0
_ | _ | _ | 0 | 0
_ | _ | _ | 0 | 0
_ | _ | _ | 0 | 0
_ | _ | _ | 0 | 0
_ | _ | _ | 0 | 0
_ | _ | _ | 0 | 0
_ | _ | _ | 0 | 0
_ | _ | _ | 0 | 0
_ | _ | _ | 0 | 0
_ | _ | _ | 0 | 0
_ | _ | _ | 0 | 0
_ | _ | _ | 0 | 0
_ | _ | _ | 0 | 0
_ | _ | _ | 0 | 0
_ | _ | _ | 0 | 0
_ | _ | _ | 0 | 0
_ | _ | _ | 0 | 0
_ | _ | _ | 0 | 0
_ | _ | _ | 0 | 0
_ | _ | _ | 0 | 0
_ | _ | _ | 0 | 0
_ | _ | _ | 0 | 0
_ | _ | _ | 0 | 0
_ | _ | _ | 0 | 0
_ | _ | _ | 0 | 0
_ | _ | _ | 0 | 0
_ | _ | _ | 0 | 0
_ | _ | _ | 0 | 0
_ | _ | _ | 0 | 0
_ | _ | _ | 0 | 0
_ | _ | _ | 0 | 0
_ | _ | _ | 0 | 0
_ | _ | _ | 0 | 0
_ | _ | _ | 0 | 0
_ | _ | _ | 0 | 0
_ | _ | _ | 0 | 0
_ | _ | _ | 0 | 0
_ | _ | _ | 0 | 0
_ | _ | _ | 0 | 0
_ | _ | _ | 0 | 0
_ | _ | _ | 0 | 0
_ | _ | _ | 0 | 0
_ | _ | _ | 0 | 0
_ | _ | _ | 0 | 0
_ | _ | _ | 0 | 0
_ | _ | _ | 0 | 0
_ | _ | _ | 0 | 0
_ | _ | _ | 0 | 0
_ | _ | _ | 0 | 0
_ | _ | _ | 0 | 0
_ | _ | _ | 0 | 0
_ | _ | _ | 0 | 0
_ | _ | _ | 0 | 0
_ | _ | _ | 0 | 0
_ | _ | _ | 0 | 0
_ | _ | _ | 0 | 0
_ | _ | _ | 0 | 0
_ | _ | _ | 0 | 0
_ | _ | _ | 0 | 0
_ | _ | _ | 0 | 0
_ | _ | _ | 0 | 0
_ | _ | _ | 0 | 0
_ | _ | _ | 0 | 0
_ | _ | _ | 0 | 0
_ | _ | _ | 0 | 0
_ | _ | _ | 0 | 0
_ | _ | _ | 0 | 0
_ | _ | _ | 0 | 0
_ | _ | _ | 0 | 0
_ | _ | _ | 0 | 0
_ | _ | _ | 0 | 0
_ | _ | _ | 0 | 0
_ | _ | _ | 0 | 0
_ | _ | _ | 0 | 0
_ | _ | _ | 0 | 0
_ | _ | _ | 0 | 0
_ | _ | _ | 0 | 0
_ | _ | _ | 0 | 0
_ | _ | _ | 0 | 0
_ | _ | _ | 0 | 0
_ | _ | _ | 0 | 0
_ | _ | _ | 0 | 0
_ | _ | _ | 0 | 0
_ | _ | _ | 0 | 0
_ | _ | _ | 0 | 0
_ | _ | _ | 0 | 0
_ | _ | _ | 0 | 0
_ | _ | _ | 0 | 0
_ | _ | _ | 0 | 0
_ | _ | _ | 0 | 0
_ | _ | _ | 0 | 0
_ | _ | _ | 0 | 0
_ | _ | _ | 0 | 0
_ | _ | _ | 0 | 0
_ | _ | _ | 0 | 0
_ | _ | _ | 0 | 0
_ | _ | _ | 0 | 0
_ | _ | _ | 0 | 0
_ | _ | _ | 0 | 0
_ | _ | _ | 0 | 0
_ | _ | _ | 0 | 0
_ | _ | _ | 0 | 0
_ | _ | _ | 0 | 0
_ | _ | _ | 0 | 0
_ | _ | _ | 0 | 0
_ | _ | _ | 0 | 0
_ | _ | _ | 0 | 0
_ | _ | _ | 0 | 0
_ | _ | _ | 0 | 0
_ | _ | _ | 0 | 0
_ | _ | _ | 0 | 0
_ | _ | _ | 0 | 0
_ | _ | _ | 0 | 0
_ | _ | _ | 0 | 0
_ | _ | _ | 0 | 0
_ | _ | _ | 0 | 0
_ | _ | _ | 0 | 0
_ | _ | _ | 0 | 0
_ | _ | _ | 0 | 0
_ | _ | _ | 0 | 0
_ | _ | _ | 0 | 0
_ | _ | _ | 0 | 0
_ | _ | _ | 0 | 0
_ | _ | _ | 0 | 0
_ | _ | _ | 0 | 0
_ | _ | _ | 0 | 0
_ | _ | _ | 0 | 0
_ | _ | _ | 0 | 0
_ | _ | _ | 0 | 0
_ | _ | _ | 0 | 0
_ | _ | _ | 0 | 0
_ | _ | _ | 0 | 0
_ | _ | _ | 0 | 0
_ | _ | _ | 0 | 0
_ | _ | _ | 0 | 0
_ | _ | _ | 0 | 0
_ | _ | _ | 0 | 0
_ | _ | _ | 0 | 0
_ | _ | _ | 0 | 0
_ | _ | _ | 0 | 0
_ | _ | _ | 0 | 0
_ | _ | _ | 0 | 0
_ | _ | _ | 0 | 0
_ | _ | _ | 0 | 0
_ | _ | _ | 0 | 0
_ | _ | _ | 0 | 0
_ | _ | _ | 0 | 0
_ | _ | _ | 0 | 0
_ | _ | _ | 0 | 0
_ | _ | _ | 0 | 0
_ | _ | _ | 0 | 0
_ | _ | _ | 0 | 0
_ | _ | _ | 0 | 0
_ | _ | _ | 0 | 0
_ | _ | _ | 0 | 0
_ | _ | _ | 0 | 0
_ | _ | _ | 0 | 0
_ | _ | _ | 0 | 0
_ | _ | _ | 0 | 0
_ | _ | _ | 0 | 0
_ | _ | _ | 0 | 0
_ | _ | _ | 0 | 0
_ | _ | _ | 0 | 0
_ | _ | _ | 0 | 0
_ | _ | _ | 0 | 0
_ | _ | _ | 0 | 0
_ | _ | _ | 0 | 0
_ | _ | _ | 0 | 0
_ | _ | _ | 0 | 0
_ | _ | _ | 0 | 0
_ | _ | _ | 0 | 0
_ | _ | _ | 0 | 0
_ | _ | _ | 0 | 0
_ | _ | _ | 0 | 0
_ | _ | _ | 0 | 0
_ | _ | _ | 0 | 0
_ | _ | _ | 0 | 0
_ | _ | _ | 0 | 0
_ | _ | _ | 0 | 0
_ | _ | _ | 0 | 0
_ | _ | _ | 0 | 0
_ | _ | _ | 0 | 0
_ | _ | _ | 0 | 0
_ | _ | _ | 0 | 0
_ | _ | _ | 0 | 0
_ | _ | _ | 0 | 0
_ | _ | _ | 0 | 0
_ | _ | _ | 0 | 0
_ | _ | _ | 0 | 0
_ | _ | _ | 0 | 0
_ | _ | _ | 0 | 0
_ | _ | _ | 0 | 0
_ | _ | _ | 0 | 0
_ | _ | _ | 0 | 0
_ | _ | _ | 0 | 0
_ | _ | _ | 0 | 0
_ | _ | _ | 0 | 0
_ | _ | _ | 0 | 0
_ | _ | _ | 0 | 0
_ | _ | _ | 0 | 0
_ | _ | _ | 0 | 0
_ | _ | _ | 0 | 0
_ | _ | _ | 0 | 0
_ | _ | _ | 0 | 0
_ | _ | _ | 0 | 0
_ | _ | _ | 0 | 0
_ | _ | _ | 0 | 0
_ | _ | _ | 0 | 0
_ | _ | _ | 0 | 0
_ | _ | _ | 0 | 0
_ | _ | _ | 0 | 0
_ | _ | _ | 0 | 0
_ | _ | _ | 0 | 0
_ | _ | _ | 0 | 0
_ | _ | _ | 0 | 0
_ | _ | _ | 0 | 0
_ | _ | _ | 0 | 0
_ | _ | _ | 0 | 0
_ | _ | _ | 0 | 0
_ | _ | _ | 0 | 0
_ | _ | _ | 0 | 0
_ | _ | _ | 0 | 0
_ | _ | _ | 0 | 0
_ | _ | _ | 0 | 0
_ | _ | _ | 0 | 0
_ | _ | _ | 0 | 0
_ | _ | _ | 0 | 0
_ | _ | _ | 0 | 0
_ | _ | _ | 0 | 0
_ | _ | _ | 0 | 0
_ | _ | _ | 0 | 0
_ | _ | _ | 0 | 0
_ | _ | _ | 0 | 0
_ | _ | _ | 0 | 0
_ | _ | _ | 0 | 0
_ | _ | _ | 0 | 0
_ | _ | _ | 0 | 0
_ | _ | _ | 0 | 0
_ | _ | _ | 0 | 0
_ | _ | _ | 0 | 0
_ | _ | _ | 0 | 0
_ | _ | _ | 0 | 0
_ | _ | _ | 0 | 0
_ | _ | _ | 0 | 0
_ | _ | _ | 0 | 0
_ | _ | _ | 0 | 0
_ | _ | _ | 0 | 0
_ | _ | _ | 0 | 0
_ | _ | _ | 0 | 0
_ | _ | _ | 0 | 0
_ | _ | _ | 0 | 0
_ | _ | _ | 0 | 0
_ | _ | _ | 0 | 0
_ | _ | _ | 0 | 0
_ | _ | _ | 0 | 0
_ | _ | _ | 0 | 0
_ | _ | _ | 0 | 0
_ | _ | _ | 0 | 0
_ | _ | _ | 0 | 0
_ | _ | _ | 0 | 0
_ | _ | _ | 0 | 0
_ | _ | _ | 0 | 0
_ | _ | _ | 0 | 0
_ | _ | _ | 0 | 0
_ | _ | _ | 0 | 0
_ | _ | _ | 0 | 0
_ | _ | _ | 0 | 0
_ | _ | _ | 0 | 0
_ | _ | _ | 0 | 0
_ | _ | _ | 0 | 0
_ | _ | _ | 0 | 0
_ | _ | _ | 0 | 0
_ | _ | _ | 0 | 0
_ | _ | _ | 0 | 0
_ | _ | _ | 0 | 0
_ | _ | _ | 0 | 0
_ | _ | _ | 0 | 0
_ | _ | _ | 0 | 0
_ | _ | _ | 0 | 0
_ | _ | _ | 0 | 0
_ | _ | _ | 0 | 0
_ | _ | _ | 0 | 0
_ | _ | _ | 0 | 0
_ | _ | _ | 0 | 0
_ | _ | _ | 0 | 0
_ | _ | _ | 0 | 0
_ | _ | _ | 0 | 0
_ | _ | _ | 0 | 0
_ | _ | _ | 0 | 0
_ | _ | _ | 0 | 0
_ | _ | _ | 0 | 0
_ | _ | _ | 0 | 0
_ | _ | _ | 0 | 0
_ | _ | _ | 0 | 0
_ | _ | _ | 0 | 0
_ | _ | _ | 0 | 0
_ | _ | _ | 0 | 0
_ | _ | _ | 0 | 0
_ | _ | _ | 0 | 0
_ | _ | _ | 0 | 0
_ | _ | _ | 0 | 0
_ | _ | _ | 0 | 0
_ | _ | _ | 0 | 0
_ | _ | _ | 0 | 0
_ | _ | _ | 0 | 0
_ | _ | _ | 0 | 0
_ | _ | _ | 0 | 0
_ | _ | _ | 0 | 0
_ | _ | _ | 0 | 0
_ | _ | _ | 0 | 0
_ | _ | _ | 0 | 0
_ | _ | _ | 0 | 0
_ | _ | _ | 0 | 0
_ | _ | _ | 0 | 0
_ | _ | _ | 0 | 0
_ | _ | _ | 0 | 0
_ | _ | _ | 0 | 0
_ | _ | _ | 0 | 0
_ | _ | _ | 0 | 0
_ | _ | _ | 0 | 0
_ | _ | _ | 0 | 0
_ | _ | _ | 0 | 0
_ | _ | _ | 0 | 0
_ | _ | _ | 0 | 0
_ | _ | _ | 0 | 0
_ | _ | _ | 0 | 0
_ | _ | _ | 0 | 0
_ | _ | _ | 0 | 0
_ | _ | _ | 0 | 0
_ | _ | _ | 0 | 0
_ | _ | _ | 0 | 0
_ | _ | _ | 0 | 0
_ | _ | _ | 0 | 0
_ | _ | _ | 0 | 0
_ | _ | _ | 0 | 0
_ | _ | _ | 0 | 0
_ | _ | _ | 0 | 0
_ | _ | _ | 0 | 0
_ | _ | _ | 0 | 0
_ | _ | _ | 0 | 0
_ | _ | _ | 0 | 0
_ | _ | _ | 0 | 0
_ | _ | _ | 0 | 0
_ | _ | _ | 0 | 0
_ | _ | _ | 0 | 0
_ | _ | _ | 0 | 0
_ | _ | _ | 0 | 0
_ | _ | _ | 0 | 0
_ | _ | _ | 0 | 0
_ | _ | _ | 0 | 0
_ | _ | _ | 0 | 0
_ | _ | _ | 0 | 0
_ | _ | _ | 0 | 0
_ | _ | _ | 0 | 0
_ | _ | _ | 0 | 0
_ | _ | _ | 0 | 0
_ | _ | _ | 0 | 0
_ | _ | _ | 0 | 0
_ | _ | _ | 0 | 0
_ | _ | _ | 0 | 0
_ | _ | _ | 0 | 0
_ | _ | _ | 0 | 0
_ | _ | _ | 0 | 0
_ | _ | _ | 0 | 0
_ | _ | _ | 0 | 0
_ | _ | _ | 0 | 0
_ | _ | _ | 0 | 0
_ | _ | _ | 0 | 0
_ | _ | _ | 0 | 0
_ | _ | _ | 0 | 0
_ | _ | _ | 0 | 0
_ | _ | _ | 0 | 0
_ | _ | _ | 0 | 0
_ | _ | _ | 0 | 0
_ | _ | _ | 0 | 0
_ | _ | _ | 0 | 0
_ | _ | _ | 0 | 0
_ | _ | _ | 0 | 0
_ | _ | _ | 0 | 0
_ | _ | _ | 0 | 0
_ | _ | _ | 0 | 0
_ | _ | _ | 0 | 0
_ | _ | _ | 0 | 0
_ | _ | _ | 0 | 0
_ | _ | _ | 0 | 0
_ | _ | _ | 0 | 0
_ | _ | _ | 0 | 0
_ | _ | _ | 0 | 0
_ | _ | _ | 0 | 0
_ | _ | _ | 0 | 0
_ | _ | _ | 0 | 0
_ | _ | _ | 0 | 0
_ | _ | _ | 0 | 0
_ | _ | _ | 0 | 0
_ | _ | _ | 0 | 0
_ | _ | _ | 0 | 0
_ | _ | _ | 0 | 0
_ | _ | _ | 0 | 0
_ | _ | _ | 0 | 0
_ | _ | _ | 0 | 0
_ | _ | _ | 0 | 0
_ | _ | _ | 0 | 0
_ | _ | _ | 0 | 0
_ | _ | _ | 0 | 0
_ | _ | _ | 0 | 0
_ | _ | _ | 0 | 0
_ | _ | _ | 0 | 0
_ | _ | _ | 0 | 0
_ | _ | _ | 0 | 0
_ | _ | _ | 0 | 0
_ | _ | _ | 0 | 0
_ | _ | _ | 0 | 0
_ | _ | _ | 0 | 0
_ | _ | _ | 0 | 0
_ | _ | _ | 0 | 0
_ | _ | _ | 0 | 0
_ | _ | _ | 0 | 0
_ | _ | _ | 0 | 0
_ | _ | _ | 0 | 0
_ | _ | _ | 0 | 0
_ | _ | _ | 0 | 0
_ | _ | _ | 0 | 0
_ | _ | _ | 0 | 0
_ | _ | _ | 0 | 0
_ | _ | _ | 0 | 0
_ | _ | _ | 0 | 0
_ | _ | _ | 0 | 0
_ | _ | _ | 0 | 0
_ | _ | _ | 0 | 0
_ | _ | _ | 0 | 0
_ | _ | _ | 0 | 0
_ | _ | _ | 0 | 0
_ | _ | _ | 0 | 0
_ | _ | _ | 0 | 0
_ | _ | _ | 0 | 0
_ | _ | _ | 0 | 0
_ | _ | _ | 0 | 0
_ | _ | _ | 0 | 0
_ | _ | _ | 0 | 0
_ | _ | _ | 0 | 0
_ | _ | _ | 0 | 0
_ | _ | _ | 0 | 0
_ | _ | _ | 0 | 0
_ | _ | _ | 0 | 0
_ | _ | _ | 0 | 0
_ | _ | _ | 0 | 0
_ | _ | _ | 0 | 0
_ | _ | _ | 0 | 0
_ | _ | _ | 0 | 0
_ | _ | _ | 0 | 0
_ | _ | _ | 0 | 0
_ | _ | _ | 0 | 0
_ | _ | _ | 0 | 0
_ | _ | _ | 0 | 0
_ | _ | _ | 0 | 0
_ | _ | _ | 0 | 0
_ | _ | _ | 0 | 0
_ | _ | _ | 0 | 0
_ | _ | _ | 0 | 0
_ | _ | _ | 0 | 0
_ | _ | _ | 0 | 0
_ | _ | _ | 0 | 0
_ | _ | _ | 0 | 0
_ | _ | _ | 0 | 0
_ | _ | _ | 0 | 0
_ | _ | _ | 0 | 0
_ | _ | _ | 0 | 0
_ | _ | _ | 0 | 0
_ | _ | _ | 0 | 0
_ | _ | _ | 0 | 0
_ | _ | _ | 0 | 0
_ | _ | _ | 0 | 0
_ | _ | _ | 0 | 0
_ | _ | _ | 0 | 0
_ | _ | _ | 0 | 0
_ | _ | _ | 0 | 0
_ | _ | _ | 0 | 0
_ | _ | _ | 0 | 0
_ | _ | _ | 0 | 0
_ | _ | _ | 0 | 0
_ | _ | _ | 0 | 0
_ | _ | _ | 0 | 0
_ | _ | _ | 0 | 0
_ | _ | _ | 0 | 0
_ | _ | _ | 0 | 0
_ | _ | _ | 0 | 0
_ | _ | _ | 0 | 0
_ | _ | _ | 0 | 0
_ | _ | _ | 0 | 0
_ | _ | _ | 0 | 0
_ | _ | _ | 0 | 0
_ | _ | _ | 0 | 0
_ | _ | _ | 0 | 0
_ | _ | _ | 0 | 0
_ | _ | _ | 0 | 0
_ | _ | _ | 0 | 0
_ | _ | _ | 0 | 0
_ | _ | _ | 0 | 0
_ | _ | _ | 0 | 0
_ | _ | _ | 0 | 0
_ | _ | _ | 0 | 0
_ | _ | _ | 0 | 0
_ | _ | _ | 0 | 0
_ | _ | _ | 0 | 0
_ | _ | _ | 0 | 0
_ | _ | _ | 0 | 0
_ | _ | _ | 0 | 0
_ | _ | _ | 0 | 0
_ | _ | _ | 0 | 0
_ | _ | _ | 0 | 0
_ | _ | _ | 0 | 0
_ | _ | _ | 0 | 0
_ | _ | _ | 0 | 0
_ | _ | _ | 0 | 0
_ | _ | _ | 0 | 0
_ | _ | _ | 0 | 0
_ | _ | _ | 0 | 0
_ | _ | _ | 0 | 0
_ | _ | _ | 0 | 0
_ | _ | _ | 0 | 0
_ | _ | _ | 0 | 0
_ | _ | _ | 0 | 0
_ | _ | _ | 0 | 0
_ | _ | _ | 0 | 0
_ | _ | _ | 0 | 0
_ | _ | _ | 0 | 0
_ | _ | _ | 0 | 0
_ | _ | _ | 0 | 0
_ | _ | _ | 0 | 0
_ | _ | _ | 0 | 0
_ | _ | _ | 0 | 0
_ | _ | _ | 0 | 0
_ | _ | _ | 0 | 0
_ | _ | _ | 0 | 0
_ | _ | _ | 0 | 0
_ | _ | _ | 0 | 0
_ | _ | _ | 0 | 0
_ | _ | _ | 0 | 0
_ | _ | _ | 0 | 0
_ | _ | _ | 0 | 0
_ | _ | _ | 0 | 0
_ | _ | _ | 0 | 0
_ | _ | _ | 0 | 0
_ | _ | _ | 0 | 0
_ | _ | _ | 0 | 0
_ | _ | _ | 0 | 0
_ | _ | _ | 0 | 0
_ | _ | _ | 0 | 0
_ | _ | _ | 0 | 0
_ | _ | _ | 0 | 0
_ | _ | _ | 0 | 0
_ | _ | _ | 0 | 0
_ | _ | _ | 0 | 0
_ | _ | _ | 0 | 0
_ | _ | _ | 0 | 0
_ | _ | _ | 0 | 0
_ | _ | _ | 0 | 0
_ | _ | _ | 0 | 0
_ | _ | _ | 0 | 0
_ | _ | _ | 0 | 0
_ | _ | _ | 0 | 0
_ | _ | _ | 0 | 0
_ | _ | _ | 0 | 0
_ | _ | _ | 0 | 0
_ | _ | _ | 0 | 0
_ | _ | _ | 0 | 0
_ | _ | _ | 0 | 0
_ | _ | _ | 0 | 0
_ | _ | _ | 0 | 0
_ | _ | _ | 0 | 0
_ | _ | _ | 0 | 0
_ | _ | _ | 0 | 0
_ | _ | _ | 0 | 0
_ | _ | _ | 0 | 0
_ | _ | _ | 0 | 0
_ | _ | _ | 0 | 0
_ | _ | _ | 0 | 0
_ | _ | _ | 0 | 0
_ | _ | _ | 0 | 0
_ | _ | _ | 0 | 0
_ | _ | _ | 0 | 0
_ | _ | _ | 0 | 0
_ | _ | _ | 0 | 0
_ | _ | _ | 0 | 0
_ | _ | _ | 0 | 0
_ | _ | _ | 0 | 0
_ | _ | _ | 0 | 0
_ | _ | _ | 0 | 0
_ | _ | _ | 0 | 0
_ | _ | _ | 0 | 0
_ | _ | _ | 0 | 0
_ | _ | _ | 0 | 0
_ | _ | _ | 0 | 0
_ | _ | _ | 0 | 0
_ | _ | _ | 0 | 0
_ | _ | _ | 0 | 0
_ | _ | _ | 0 | 0
_ | _ | _ | 0 | 0
_ | _ | _ | 0 | 0
_ | _ | _ | 0 | 0
_ | _ | _ | 0 | 0
_ | _ | _ | 0 | 0
_ | _ | _ | 0 | 0
_ | _ | _ | 0 | 0
_ | _ | _ | 0 | 0
_ | _ | _ | 0 | 0
_ | _ | _ | 0 | 0
_ | _ | _ | 0 | 0
_ | _ | _ | 0 | 0
_ | _ | _ | 0 | 0
_ | _ | _ | 0 | 0
_ | _ | _ | 0 | 0
_ | _ | _ | 0 | 0
_ | _ | _ | 0 | 0
_ | _ | _ | 0 | 0
_ | _ | _ | 0 | 0
_ | _ | _ | 0 | 0
_ | _ | _ | 0 | 0
_ | _ | _ | 0 | 0
_ | _ | _ | 0 | 0
_ | _ | _ | 0 | 0
_ | _ | _ | 0 | 0
_ | _ | _ | 0 | 0
_ | _ | _ | 0 | 0
_ | _ | _ | 0 | 0
_ | _ | _ | 0 | 0
_ | _ | _ | 0 | 0
_ | _ | _ | 0 | 0
_ | _ | _ | 0 | 0
_ | _ | _ | 0 | 0
_ | _ | _ | 0 | 0
_ | _ | _ | 0 | 0
_ | _ | _ | 0 | 0
_ | _ | _ | 0 | 0
_ | _ | _ | 0 | 0
_ | _ | _ | 0 | 0
_ | _ | _ | 0 | 0
_ | _ | _ | 0 | 0
_ | _ | _ | 0 | 0
_ | _ | _ | 0 | 0
_ | _ | _ | 0 | 0
_ | _ | _ | 0 | 0
_ | _ | _ | 0 | 0
_ | _ | _ | 0 | 0
_ | _ | _ | 0 | 0
_ | _ | _ | 0 | 0
_ | _ | _ | 0 | 0
_ | _ | _ | 0 | 0
_ | _ | _ | 0 | 0
_ | _ | _ | 0 | 0
_ | _ | _ | 0 | 0
_ | _ | _ | 0 | 0
_ | _ | _ | 0 | 0
_ | _ | _ | 0 | 0
_ | _ | _ | 0 | 0
_ | _ | _ | 0 | 0
_ | _ | _ | 0 | 0
_ | _ | _ | 0 | 0
_ | _ | _ | 0 | 0
_ | _ | _ | 0 | 0
_ | _ | _ | 0 | 0
_ | _ | _ | 0 | 0
_ | _ | _ | 0 | 0
_ | _ | _ | 0 | 0
_ | _ | _ | 0 | 0
_ | _ | _ | 0 | 0
_ | _ | _ | 0 | 0
_ | _ | _ | 0 | 0
_ | _ | _ | 0 | 0
_ | _ | _ | 0 | 0
_ | _ | _ | 0 | 0
_ | _ | _ | 0 | 0
_ | _ | _ | 0 | 0
_ | _ | _ | 0 | 0
_ | _ | _ | 0 | 0
_ | _ | _ | 0 | 0
_ | _ | _ | 0 | 0
_ | _ | _ | 0 | 0
_ | _ | _ | 0 | 0
_ | _ | _ | 0 | 0
_ | _ | _ | 0 | 0
_ | _ | _ | 0 | 0
_ | _ | _ | 0 | 0
_ | _ | _ | 0 | 0
_ | _ | _ | 0 | 0
_ | _ | _ | 0 | 0
_ | _ | _ | 0 | 0
_ | _ | _ | 0 | 0
_ | _ | _ | 0 | 0
_ | _ | _ | 0 | 0
_ | _ | _ | 0 | 0
_ | _ | _ | 0 | 0
_ | _ | _ | 0 | 0
_ | _ | _ | 0 | 0
_ | _ | _ | 0 | 0
_ | _ | _ | 0 | 0
_ | _ | _ | 0 | 0
_ | _ | _ | 0 | 0
_ | _ | _ | 0 | 0
_ | _ | _ | 0 | 0
_ | _ | _ | 0 | 0
_ | _ | _ | 0 | 0
_ | _ | _ | 0 | 0
_ | _ | _ | 0 | 0
_ | _ | _ | 0 | 0
_ | _ | _ | 0 | 0
_ | _ | _ | 0 | 0
_ | _ | _ | 0 | 0
_ | _ | _ | 0 | 0
_ | _ | _ | 0 | 0
_ | _ | _ | 0 | 0
_ | _ | _ | 0 | 0
_ | _ | _ | 0 | 0
_ | _ | _ | 0 | 0
_ | _ | _ | 0 | 0
_ | _ | _ | 0 | 0
_ | _ | _ | 0 | 0
_ | _ | _ | 0 | 0
_ | _ | _ | 0 | 0
_ | _ | _ | 0 | 0
_ | _ | _ | 0 | 0
_ | _ | _ | 0 | 0
_ | _ | _ | 0 | 0
_ | _ | _ | 0 | 0
_ | _ | _ | 0 | 0
_ | _ | _ | 0 | 0
_ | _ | _ | 0 | 0
_ | _ | _ | 0 | 0
_ | _ | _ | 0 | 0
_ | _ | _ | 0 | 0
_ | _ | _ | 0 | 0
_ | _ | _ | 0 | 0
_ | _ | _ | 0 | 0
_ | _ | _ | 0 | 0
_ | _ | _ | 0 | 0
_ | _ | _ | 0 | 0
_ | _ | _ | 0 | 0
_ | _ | _ | 0 | 0
_ | _ | _ | 0 | 0
_ | _ | _ | 0 | 0
_ | _ | _ | 0 | 0
_ | _ | _ | 0 | 0
_ | _ | _ | 0 | 0
_ | _ | _ | 0 | 0
_ | _ | _ | 0 | 0
_ | _ | _ | 0 | 0
_ | _ | _ | 0 | 0
_ | _ | _ | 0 | 0
_ | _ | _ | 0 | 0
_ | _ | _ | 0 | 0
_ | _ | _ | 0 | 0
_ | _ | _ | 0 | 0
_ | _ | _ | 0 | 0
_ | _ | _ | 0 | 0
_ | _ | _ | 0 | 0
_ | _ | _ | 0 | 0
_ | _ | _ | 0 | 0
_ | _ | _ | 0 | 0
_ | _ | _ | 0 | 0
_ | _ | _ | 0 | 0
_ | _ | _ | 0 | 0
_ | _ | _ | 0 | 0
_ | _ | _ | 0 | 0
_ | _ | _ | 0 | 0
_ | _ | _ | 0 | 0
_ | _ | _ | 0 | 0
_ | _ | _ | 0 | 0
_ | _ | _ | 0 | 0
_ | _ | _ | 0 | 0
_ | _ | _ | 0 | 0
_ | _ | _ | 0 | 0
_ | _ | _ | 0 | 0
_ | _ | _ | 0 | 0
_ | _ | _ | 0 | 0
_ | _ | _ | 0 | 0
_ | _ | _ | 0 | 0
_ | _ | _ | 0 | 0
_ | _ | _ | 0 | 0
_ | _ | _ | 0 | 0
_ | _ | _ | 0 | 0
_ | _ | _ | 0 | 0
_ | _ | _ | 0 | 0
_ | _ | _ | 0 | 0
_ | _ | _ | 0 | 0
_ | _ | _ | 0 | 0
_ | _ | _ | 0 | 0
_ | _ | _ | 0 | 0
_ | _ | _ | 0 | 0
_ | _ | _ | 0 | 0
_ | _ | _ | 0 | 0
_ | _ | _ | 0 | 0
_ | _ | _ | 0 | 0
_ | _ | _ | 0 | 0
_ | _ | _ | 0 | 0
_ | _ | _ | 0 | 0
_ | _ | _ | 0 | 0
_ | _ | _ | 0 | 0
_ | _ | _ | 0 | 0
_ | _ | _ | 0 | 0
_ | _ | _ | 0 | 0
_ | _ | _ | 0 | 0
_ | _ | _ | 0 | 0
_ | _ | _ | 0 | 0
_ | _ | _ | 0 | 0
_ | _ | _ | 0 | 0
_ | _ | _ | 0 | 0
_ | _ | _ | 0 | 0
_ | _ | _ | 0 | 0
_ | _ | _ | 0 | 0
_ | _ | _ | 0 | 0
_ | _ | _ | 0 | 0
_ | _ | _ | 0 | 0
_ | _ | _ | 0 | 0
_ | _ | _ | 0 | 0
_ | _ | _ | 0 | 0
_ | _ | _ | 0 | 0
_ | _ | _ | 0 | 0
_ | _ | _ | 0 | 0
_ | _ | _ | 0 | 0
_ | _ | _ | 0 | 0
_ | _ | _ | 0 | 0
_ | _ | _ | 0 | 0
_ | _ | _ | 0 | 0
_ | _ | _ | 0 | 0
_ | _ | _ | 0 | 0
_ | _ | _ | 0 | 0
_ | _ | _ | 0 | 0
_ | _ | _ | 0 | 0
_ | _ | _ | 0 | 0
_ | _ | _ | 0 | 0
_ | _ | _ | 0 | 0
_ | _ | _ | 0 | 0
_ | _ | _ | 0 | 0
_ | _ | _ | 0 | 0
_ | _ | _ | 0 | 0
_ | _ | _ | 0 | 0
_ | _ | _ | 0 | 0
_ | _ | _ | 0 | 0
_ | _ | _ | 0 | 0
_ | _ | _ | 0 | 0
_ | _ | _ | 0 | 0
_ | _ | _ | 0 | 0
_ | _ | _ | 0 | 0
_ | _ | _ | 0 | 0
_ | _ | _ | 0 | 0
_ | _ | _ | 0 | 0
_ | _ | _ | 0 | 0
_ | _ | _ | 0 | 0
_ | _ | _ | 0 | 0
_ | _ | _ | 0 | 0
_ | _ | _ | 0 | 0
_ | _ | _ | 0 | 0
_ | _ | _ | 0 | 0
_ | _ | _ | 0 | 0
_ | _ | _ | 0 | 0
_ | _ | _ | 0 | 0
_ | _ | _ | 0 | 0
_ | _ | _ | 0 | 0
_ | _ | _ | 0 | 0
_ | _ | _ | 0 | 0
_ | _ | _ | 0 | 0
_ | _ | _ | 0 | 0
_ | _ | _ | 0 | 0
_ | _ | _ | 0 | 0
_ | _ | _ | 0 | 0
_ | _ | _ | 0 | 0
_ | _ | _ | 0 | 0
_ | _ | _ | 0 | 0
_ | _ | _ | 0 | 0
_ | _ | _ | 0 | 0
_ | _ | _ | 0 | 0
_ | _ | _ | 0 | 0
_ | _ | _ | 0 | 0
_ | _ | _ | 0 | 0
_ | _ | _ | 0 | 0
_ | _ | _ | 0 | 0
_ | _ | _ | 0 | 0
_ | _ | _ | 0 | 0
_ | _ | _ | 0 | 0
_ | _ | _ | 0 | 0
_ | _ | _ | 0 | 0
_ | _ | _ | 0 | 0
_ | _ | _ | 0 | 0
_ | _ | _ | 0 | 0
_ | _ | _ | 0 | 0
_ | _ | _ | 0 | 0
_ | _ | _ | 0 | 0
_ | _ | _ | 0 | 0
_ | _ | _ | 0 | 0
_ | _ | _ | 0 | 0
_ | _ | _ | 0 | 0
_ | _ | _ | 0 | 0
_ | _ | _ | 0 | 0
_ | _ | _ | 0 | 0
_ | _ | _ | 0 | 0
_ | _ | _ | 0 | 0
_ | _ | _ | 0 | 0
_ | _ | _ | 0 | 0
_ | _ | _ | 0 | 0
_ | _ | _ | 0 | 0
_ | _ | _ | 0 | 0
_ | _ | _ | 0 | 0
_ | _ | _ | 0 | 0
_ | _ | _ | 0 | 0
_ | _ | _ | 0 | 0
_ | _ | _ | 0 | 0
_ | _ | _ | 0 | 0
_ | _ | _ | 0 | 0
_ | _ | _ | 0 | 0
_ | _ | _ | 0 | 0
_ | _ | _ | 0 | 0
_ | _ | _ | 0 | 0
_ | _ | _ | 0 | 0
_ | _ | _ | 0 | 0
_ | _ | _ | 0 | 0
_ | _ | _ | 0 | 0
_ | _ | _ | 0 | 0
_ | _ | _ | 0 | 0
_ | _ | _ | 0 | 0
_ | _ | _ | 0 | 0
_ | _ | _ | 0 | 0
_ | _ | _ | 0 | 0
_ | _ | _ | 0 | 0
_ | _ | _ | 0 | 0
_ | _ | _ | 0 | 0
_ | _ | _ | 0 | 0
_ | _ | _ | 0 | 0
_ | _ | _ | 0 | 0
_ | _ | _ | 0 | 0
_ | _ | _ | 0 | 0
_ | _ | _ | 0 | 0
_ | _ | _ | 0 | 0
_ | _ | _ | 0 | 0
_ | _ | _ | 0 | 0
_ | _ | _ | 0 | 0
_ | _ | _ | 0 | 0
_ | _ | _ | 0 | 0
_ | _ | _ | 0 | 0
_ | _ | _ | 0 | 0
_ | _ | _ | 0 | 0
_ | _ | _ | 0 | 0
_ | _ | _ | 0 | 0
_ | _ | _ | 0 | 0
_ | _ | _ | 0 | 0
_ | _ | _ | 0 | 0
_ | _ | _ | 0 | 0
_ | _ | _ | 0 | 0
_ | _ | _ | 0 | 0
_ | _ | _ | 0 | 0
_ | _ | _ | 0 | 0
_ | _ | _ | 0 | 0
_ | _ | _ | 0 | 0
_ | _ | _ | 0 | 0
_ | _ | _ | 0 | 0
_ | _ | _ | 0 | 0
_ | _ | _ | 0 | 0
_ | _ | _ | 0 | 0
_ | _ | _ | 0 | 0
_ | _ | _ | 0 | 0
_ | _ | _ | 0 | 0
_ | _ | _ | 0 | 0
_ | _ | _ | 0 | 0
_ | _ | _ | 0 | 0
_ | _ | _ | 0 | 0
_ | _ | _ | 0 | 0
_ | _ | _ | 0 | 0
_ | _ | _ | 0 | 0
_ | _ | _ | 0 | 0
_ | _ | _ | 0 | 0
_ | _ | _ | 0 | 0
_ | _ | _ | 0 | 0
_ | _ | _ | 0 | 0
_ | _ | _ | 0 | 0
_ | _ | _ | 0 | 0
_ | _ | _ | 0 | 0
_ | _ | _ | 0 | 0
_ | _ | _ | 0 | 0
_ | _ | _ | 0 | 0
_ | _ | _ | 0 | 0
_ | _ | _ | 0 | 0
_ | _ | _ | 0 | 0
_ | _ | _ | 0 | 0
_ | _ | _ | 0 | 0
_ | _ | _ | 0 | 0
_ | _ | _ | 0 | 0
_ | _ | _ | 0 | 0
_ | _ | _ | 0 | 0
_ | _ | _ | 0 | 0
_ | _ | _ | 0 | 0
_ | _ | _ | 0 | 0
_ | _ | _ | 0 | 0
_ | _ | _ | 0 | 0
_ | _ | _ | 0 | 0
_ | _ | _ | 0 | 0
_ | _ | _ | 0 | 0
_ | _ | _ | 0 | 0
_ | _ | _ | 0 | 0
_ | _ | _ | 0 | 0
_ | _ | _ | 0 | 0
_ | _ | _ | 0 | 0
_ | _ | _ | 0 | 0
_ | _ | _ | 0 | 0
_ | _ | _ | 0 | 0
_ | _ | _ | 0 | 0
_ | _ | _ | 0 | 0
_ | _ | _ | 0 | 0
_ | _ | _ | 0 | 0
_ | _ | _ | 0 | 0
_ | _ | _ | 0 | 0
_ | _ | _ | 0 | 0
_ | _ | _ | 0 | 0
_ | _ | _ | 0 | 0
_ | _ | _ | 0 | 0
_ | _ | _ | 0 | 0
_ | _ | _ | 0 | 0
_ | _ | _ | 0 | 0
_ | _ | _ | 0 | 0
_ | _ | _ | 0 | 0
_ | _ | _ | 0 | 0
_ | _ | _ | 0 | 0
_ | _ | _ | 0 | 0
_ | _ | _ | 0 | 0
_ | _ | _ | 0 | 0
_ | _ | _ | 0 | 0
_ | _ | _ | 0 | 0
_ | _ | _ | 0 | 0
_ | _ | _ | 0 | 0
_ | _ | _ | 0 | 0
_ | _ | _ | 0 | 0
_ | _ | _ | 0 | 0
_ | _ | _ | 0 | 0
_ | _ | _ | 0 | 0
_ | _ | _ | 0 | 0
_ | _ | _ | 0 | 0
_ | _ | _ | 0 | 0
_ | _ | _ | 0 | 0
_ | _ | _ | 0 | 0
_ | _ | _ | 0 | 0
_ | _ | _ | 0 | 0
_ | _ | _ | 0 | 0
_ | _ | _ | 0 | 0
_ | _ | _ | 0 | 0
_ | _ | _ | 0 | 0
_ | _ | _ | 0 | 0
_ | _ | _ | 0 | 0
_ | _ | _ | 0 | 0
_ | _ | _ | 0 | 0
_ | _ | _ | 0 | 0
_ | _ | _ | 0 | 0
_ | _ | _ | 0 | 0
_ | _ | _ | 0 | 0
_ | _ | _ | 0 | 0
_ | _ | _ | 0 | 0
_ | _ | _ | 0 | 0
_ | _ | _ | 0 | 0
_ | _ | _ | 0 | 0
_ | _ | _ | 0 | 0
_ | _ | _ | 0 | 0
_ | _ | _ | 0 | 0
_ | _ | _ | 0 | 0
_ | _ | _ | 0 | 0
_ | _ | _ | 0 | 0
_ | _ | _ | 0 | 0
_ | _ | _ | 0 | 0
_ | _ | _ | 0 | 0
_ | _ | _ | 0 | 0
_ | _ | _ | 0 | 0
_ | _ | _ | 0 | 0
_ | _ | _ | 0 | 0
_ | _ | _ | 0 | 0
_ | _ | _ | 0 | 0
_ | _ | _ | 0 | 0
_ | _ | _ | 0 | 0
_ | _ | _ | 0 | 0
_ | _ | _ | 0 | 0
_ | _ | _ | 0 | 0
_ | _ | _ | 0 | 0
_ | _ | _ | 0 | 0
_ | _ | _ | 0 | 0
_ | _ | _ | 0 | 0
_ | _ | _ | 0 | 0
_ | _ | _ | 0 | 0
_ | _ | _ | 0 | 0
_ | _ | _ | 0 | 0
_ | _ | _ | 0 | 0
_ | _ | _ | 0 | 0
_ | _ | _ | 0 | 0
_ | _ | _ | 0 | 0
_ | _ | _ | 0 | 0
_ | _ | _ | 0 | 0
_ | _ | _ | 0 | 0
_ | _ | _ | 0 | 0
_ | _ | _ | 0 | 0
_ | _ | _ | 0 | 0
_ | _ | _ | 0 | 0
_ | _ | _ | 0 | 0
_ | _ | _ | 0 | 0
_ | _ | _ | 0 | 0
_ | _ | _ | 0 | 0
_ | _ | _ | 0 | 0
_ | _ | _ | 0 | 0
_ | _ | _ | 0 | 0
_ | _ | _ | 0 | 0
_ | _ | _ | 0 | 0
_ | _ | _ | 0 | 0
_ | _ | _ | 0 | 0
_ | _ | _ | 0 | 0
_ | _ | _ | 0 | 0
_ | _ | _ | 0 | 0
_ | _ | _ | 0 | 0
_ | _ | _ | 0 | 0
_ | _ | _ | 0 | 0
_ | _ | _ | 0 | 0
_ | _ | _ | 0 | 0
_ | _ | _ | 0 | 0
_ | _ | _ | 0 | 0
_ | _ | _ | 0 | 0
_ | _ | _ | 0 | 0
_ | _ | _ | 0 | 0
_ | _ | _ | 0 | 0
_ | _ | _ | 0 | 0
_ | _ | _ | 0 | 0
_ | _ | _ | 0 | 0
_ | _ | _ | 0 | 0
_ | _ | _ | 0 | 0
_ | _ | _ | 0 | 0
_ | _ | _ | 0 | 0
_ | _ | _ | 0 | 0
_ | _ | _ | 0 | 0
_ | _ | _ | 0 | 0
_ | _ | _ | 0 | 0
_ | _ | _ | 0 | 0
_ | _ | _ | 0 | 0
_ | _ | _ | 0 | 0
_ | _ | _ | 0 | 0
_ | _ | _ | 0 | 0
_ | _ | _ | 0 | 0
_ | _ | _ | 0 | 0
_ | _ | _ | 0 | 0
_ | _ | _ | 0 | 0
_ | _ | _ | 0 | 0
_ | _ | _ | 0 | 0
_ | _ | _ | 0 | 0
_ | _ | _ | 0 | 0
_ | _ | _ | 0 | 0
_ | _ | _ | 0 | 0
_ | _ | _ | 0 | 0
_ | _ | _ | 0 | 0
_ | _ | _ | 0 | 0
_ | _ | _ | 0 | 0
_ | _ | _ | 0 | 0
_ | _ | _ | 0 | 0
_ | _ | _ | 0 | 0
_ | _ | _ | 0 | 0
_ | _ | _ | 0 | 0
_ | _ | _ | 0 | 0
_ | _ | _ | 0 | 0
_ | _ | _ | 0 | 0
_ | _ | _ | 0 | 0
_ | _ | _ | 0 | 0
_ | _ | _ | 0 | 0
_ | _ | _ | 0 | 0
_ | _ | _ | 0 | 0
_ | _ | _ | 0 | 0
_ | _ | _ | 0 | 0
_ | _ | _ | 0 | 0
_ | _ | _ | 0 | 0
_ | _ | _ | 0 | 0
_ | _ | _ | 0 | 0
_ | _ | _ | 0 | 0
_ | _ | _ | 0 | 0
_ | _ | _ | 0 | 0
_ | _ | _ | 0 | 0
_ | _ | _ | 0 | 0
_ | _ | _ | 0 | 0
_ | _ | _ | 0 | 0
_ | _ | _ | 0 | 0
_ | _ | _ | 0 | 0
_ | _ | _ | 0 | 0
_ | _ | _ | 0 | 0
_ | _ | _ | 0 | 0
_ | _ | _ | 0 | 0
_ | _ | _ | 0 | 0
_ | _ | _ | 0 | 0
_ | _ | _ | 0 | 0
_ | _ | _ | 0 | 0
_ | _ | _ | 0 | 0
_ | _ | _ | 0 | 0
_ | _ | _ | 0 | 0
_ | _ | _ | 0 | 0
_ | _ | _ | 0 | 0
_ | _ | _ | 0 | 0
_ | _ | _ | 0 | 0
_ | _ | _ | 0 | 0
_ | _ | _ | 0 | 0
_ | _ | _ | 0 | 0
_ | _ | _ | 0 | 0
_ | _ | _ | 0 | 0
_ | _ | _ | 0 | 0
_ | _ | _ | 0 | 0
_ | _ | _ | 0 | 0
_ | _ | _ | 0 | 0
_ | _ | _ | 0 | 0
_ | _ | _ | 0 | 0
_ | _ | _ | 0 | 0
_ | _ | _ | 0 | 0
_ | _ | _ | 0 | 0
_ | _ | _ | 0 | 0
_ | _ | _ | 0 | 0
_ | _ | _ | 0 | 0
_ | _ | _ | 0 | 0
_ | _ | _ | 0 | 0
_ | _ | _ | 0 | 0
_ | _ | _ | 0 | 0
_ | _ | _ | 0 | 0
_ | _ | _ | 0 | 0
_ | _ | _ | 0 | 0
_ | _ | _ | 0 | 0
_ | _ | _ | 0 | 0
_ | _ | _ | 0 | 0
_ | _ | _ | 0 | 0
_ | _ | _ | 0 | 0
_ | _ | _ | 0 | 0
_ | _ | _ | 0 | 0
_ | _ | _ | 0 | 0
_ | _ | _ | 0 | 0
_ | _ | _ | 0 | 0
_ | _ | _ | 0 | 0
_ | _ | _ | 0 | 0
_ | _ | _ | 0 | 0
_ | _ | _ | 0 | 0
_ | _ | _ | 0 | 0
_ | _ | _ | 0 | 0
_ | _ | _ | 0 | 0
_ | _ | _ | 0 | 0
_ | _ | _ | 0 | 0
_ | _ | _ | 0 | 0
_ | _ | _ | 0 | 0
_ | _ | _ | 0 | 0
_ | _ | _ | 0 | 0
_ | _ | _ | 0 | 0
_ | _ | _ | 0 | 0
_ | _ | _ | 0 | 0
_ | _ | _ | 0 | 0
_ | _ | _ | 0 | 0
_ | _ | _ | 0 | 0
_ | _ | _ | 0 | 0
_ | _ | _ | 0 | 0
_ | _ | _ | 0 | 0
_ | _ | _ | 0 | 0
_ | _ | _ | 0 | 0
_ | _ | _ | 0 | 0
_ | _ | _ | 0 | 0
_ | _ | _ | 0 | 0
_ | _ | _ | 0 | 0
_ | _ | _ | 0 | 0
_ | _ | _ | 0 | 0
_ | _ | _ | 0 | 0
_ | _ | _ | 0 | 0
_ | _ | _ | 0 | 0
_ | _ | _ | 0 | 0
_ | _ | _ | 0 | 0
_ | _ | _ | 0 | 0
_ | _ | _ | 0 | 0
_ | _ | _ | 0 | 0
_ | _ | _ | 0 | 0
_ | _ | _ | 0 | 0
_ | _ | _ | 0 | 0
_ | _ | _ | 0 | 0
_ | _ | _ | 0 | 0
_ | _ | _ | 0 | 0
_ | _ | _ | 0 | 0
_ | _ | _ | 0 | 0
_ | _ | _ | 0 | 0
_ | _ | _ | 0 | 0
_ | _ | _ | 0 | 0
_ | _ | _ | 0 | 0
_ | _ | _ | 0 | 0
_ | _ | _ | 0 | 0
_ | _ | _ | 0 | 0
_ | _ | _ | 0 | 0
_ | _ | _ | 0 | 0
_ | _ | _ | 0 | 0
_ | _ | _ | 0 | 0
_ | _ | _ | 0 | 0
_ | _ | _ | 0 | 0
_ | _ | _ | 0 | 0
_ | _ | _ | 0 | 0
_ | _ | _ | 0 | 0
_ | _ | _ | 0 | 0
_ | _ | _ | 0 | 0
_ | _ | _ | 0 | 0
_ | _ | _ | 0 | 0
_ | _ | _ | 0 | 0
_ | _ | _ | 0 | 0
_ | _ | _ | 0 | 0
_ | _ | _ | 0 | 0
_ | _ | _ | 0 | 0
_ | _ | _ | 0 | 0
_ | _ | _ | 0 | 0
_ | _ | _ | 0 | 0
_ | _ | _ | 0 | 0
_ | _ | _ | 0 | 0
_ | _ | _ | 0 | 0
_ | _ | _ | 0 | 0
_ | _ | _ | 0 | 0
_ | _ | _ | 0 | 0
_ | _ | _ | 0 | 0
_ | _ | _ | 0 | 0
_ | _ | _ | 0 | 0
_ | _ | _ | 0 | 0
_ | _ | _ | 0 | 0
_ | _ | _ | 0 | 0
_ | _ | _ | 0 | 0
_ | _ | _ | 0 | 0
_ | _ | _ | 0 | 0
_ | _ | _ | 0 | 0
_ | _ | _ | 0 | 0
_ | _ | _ | 0 | 0
_ | _ | _ | 0 | 0
_ | _ | _ | 0 | 0
_ | _ | _ | 0 | 0
_ | _ | _ | 0 | 0
_ | _ | _ | 0 | 0
_ | _ | _ | 0 | 0
_ | _ | _ | 0 | 0
_ | _ | _ | 0 | 0
_ | _ | _ | 0 | 0
_ | _ | _ | 0 | 0
_ | _ | _ | 0 | 0
_ | _ | _ | 0 | 0
_ | _ | _ | 0 | 0
_ | _ | _ | 0 | 0
_ | _ | _ | 0 | 0
_ | _ | _ | 0 | 0
_ | _ | _ | 0 | 0
_ | _ | _ | 0 | 0
_ | _ | _ | 0 | 0
_ | _ | _ | 0 | 0
_ | _ | _ | 0 | 0
_ | _ | _ | 0 | 0
_ | _ | _ | 0 | 0
_ | _ | _ | 0 | 0
_ | _ | _ | 0 | 0
_ | _ | _ | 0 | 0
_ | _ | _ | 0 | 0
_ | _ | _ | 0 | 0
_ | _ | _ | 0 | 0
_ | _ | _ | 0 | 0
_ | _ | _ | 0 | 0
_ | _ | _ | 0 | 0
_ | _ | _ | 0 | 0
_ | _ | _ | 0 | 0
_ | _ | _ | 0 | 0
_ | _ | _ | 0 | 0
_ | _ | _ | 0 | 0
_ | _ | _ | 0 | 0
_ | _ | _ | 0 | 0
_ | _ | _ | 0 | 0
_ | _ | _ | 0 | 0
_ | _ | _ | 0 | 0
_ | _ | _ | 0 | 0
_ | _ | _ | 0 | 0
_ | _ | _ | 0 | 0
_ | _ | _ | 0 | 0
_ | _ | _ | 0 | 0
_ | _ | _ | 0 | 0
_ | _ | _ | 0 | 0
_ | _ | _ | 0 | 0
_ | _ | _ | 0 | 0
_ | _ | _ | 0 | 0
_ | _ | _ | 0 | 0
_ | _ | _ | 0 | 0
_ | _ | _ | 0 | 0
_ | _ | _ | 0 | 0
_ | _ | _ | 0 | 0
_ | _ | _ | 0 | 0
_ | _ | _ | 0 | 0
_ | _ | _ | 0 | 0
_ | _ | _ | 0 | 0
_ | _ | _ | 0 | 0
_ | _ | _ | 0 | 0
_ | _ | _ | 0 | 0
_ | _ | _ | 0 | 0
_ | _ | _ | 0 | 0
_ | _ | _ | 0 | 0
_ | _ | _ | 0 | 0
_ | _ | _ | 0 | 0
_ | _ | _ | 0 | 0
_ | _ | _ | 0 | 0
_ | _ | _ | 0 | 0
_ | _ | _ | 0 | 0
_ | _ | _ | 0 | 0
_ | _ | _ | 0 | 0
_ | _ | _ | 0 | 0
_ | _ | _ | 0 | 0
_ | _ | _ | 0 | 0
_ | _ | _ | 0 | 0
_ | _ | _ | 0 | 0
_ | _ | _ | 0 | 0
_ | _ | _ | 0 | 0
_ | _ | _ | 0 | 0
_ | _ | _ | 0 | 0
_ | _ | _ | 0 | 0
_ | _ | _ | 0 | 0
_ | _ | _ | 0 | 0
_ | _ | _ | 0 | 0
_ | _ | _ | 0 | 0
_ | _ | _ | 0 | 0
_ | _ | _ | 0 | 0
_ | _ | _ | 0 | 0
_ | _ | _ | 0 | 0
_ | _ | _ | 0 | 0
_ | _ | _ | 0 | 0
_ | _ | _ | 0 | 0
_ | _ | _ | 0 | 0
_ | _ | _ | 0 | 0
_ | _ | _ | 0 | 0
_ | _ | _ | 0 | 0
_ | _ | _ | 0 | 0
_ | _ | _ | 0 | 0
_ | _ | _ | 0 | 0
_ | _ | _ | 0 | 0
_ | _ | _ | 0 | 0
_ | _ | _ | 0 | 0
_ | _ | _ | 0 | 0
_ | _ | _ | 0 | 0
_ | _ | _ | 0 | 0
_ | _ | _ | 0 | 0
_ | _ | _ | 0 | 0
_ | _ | _ | 0 | 0
_ | _ | _ | 0 | 0
_ | _ | _ | 0 | 0
_ | _ | _ | 0 | 0
_ | _ | _ | 0 | 0
_ | _ | _ | 0 | 0
_ | _ | _ | 0 | 0
_ | _ | _ | 0 | 0
_ | _ | _ | 0 | 0
_ | _ | _ | 0 | 0
_ | _ | _ | 0 | 0
_ | _ | _ | 0 | 0
_ | _ | _ | 0 | 0
_ | _ | _ | 0 | 0
_ | _ | _ | 0 | 0
_ | _ | _ | 0 | 0
_ | _ | _ | 0 | 0
_ | _ | _ | 0 | 0
_ | _ | _ | 0 | 0
_ | _ | _ | 0 | 0
_ | _ | _ | 0 | 0
_ | _ | _ | 0 | 0
_ | _ | _ | 0 | 0
_ | _ | _ | 0 | 0
_ | _ | _ | 0 | 0
_ | _ | _ | 0 | 0
_ | _ | _ | 0 | 0
_ | _ | _ | 0 | 0
_ | _ | _ | 0 | 0
_ | _ | _ | 0 | 0
_ | _ | _ | 0 | 0
_ | _ | _ | 0 | 0
_ | _ | _ | 0 | 0
_ | _ | _ | 0 | 0
_ | _ | _ | 0 | 0
_ | _ | _ | 0 | 0
_ | _ | _ | 0 | 0
_ | _ | _ | 0 | 0
_ | _ | _ | 0 | 0
_ | _ | _ | 0 | 0
_ | _ | _ | 0 | 0
_ | _ | _ | 0 | 0
_ | _ | _ | 0 | 0
_ | _ | _ | 0 | 0
_ | _ | _ | 0 | 0
_ | _ | _ | 0 | 0
_ | _ | _ | 0 | 0
_ | _ | _ | 0 | 0
_ | _ | _ | 0 | 0
_ | _ | _ | 0 | 0
_ | _ | _ | 0 | 0
_ | _ | _ | 0 | 0
_ | _ | _ | 0 | 0
_ | _ | _ | 0 | 0
_ | _ | _ | 0 | 0
_ | _ | _ | 0 | 0
_ | _ | _ | 0 | 0
_ | _ | _ | 0 | 0
_ | _ | _ | 0 | 0
_ | _ | _ | 0 | 0
_ | _ | _ | 0 | 0
_ | _ | _ | 0 | 0
_ | _ | _ | 0 | 0
_ | _ | _ | 0 | 0
_ | _ | _ | 0 | 0
_ | _ | _ | 0 | 0
_ | _ | _ | 0 | 0
_ | _ | _ | 0 | 0
_ | _ | _ | 0 | 0
_ | _ | _ | 0 | 0
_ | _ | _ | 0 | 0
_ | _ | _ | 0 | 0
_ | _ | _ | 0 | 0
_ | _ | _ | 0 | 0
_ | _ | _ | 0 | 0
_ | _ | _ | 0 | 0
_ | _ | _ | 0 | 0
_ | _ | _ | 0 | 0
_ | _ | _ | 0 | 0
_ | _ | _ | 0 | 0
_ | _ | _ | 0 | 0
_ | _ | _ | 0 | 0
_ | _ | _ | 0 | 0
_ | _ | _ | 0 | 0
_ | _ | _ | 0 | 0
_ | _ | _ | 0 | 0
_ | _ | _ | 0 | 0
_ | _ | _ | 0 | 0
_ | _ | _ | 0 | 0
_ | _ | _ | 0 | 0
_ | _ | _ | 0 | 0
_ | _ | _ | 0 | 0
_ | _ | _ | 0 | 0
_ | _ | _ | 0 | 0
_ | _ | _ | 0 | 0
_ | _ | _ | 0 | 0
_ | _ | _ | 0 | 0
_ | _ | _ | 0 | 0
_ | _ | _ | 0 | 0
_ | _ | _ | 0 | 0
_ | _ | _ | 0 | 0
_ | _ | _ | 0 | 0
_ | _ | _ | 0 | 0
_ | _ | _ | 0 | 0
_ | _ | _ | 0 | 0
_ | _ | _ | 0 | 0
_ | _ | _ | 0 | 0
_ | _ | _ | 0 | 0
_ | _ | _ | 0 | 0
_ | _ | _ | 0 | 0
_ | _ | _ | 0 | 0
_ | _ | _ | 0 | 0
_ | _ | _ | 0 | 0
_ | _ | _ | 0 | 0
_ | _ | _ | 0 | 0
_ | _ | _ | 0 | 0
_ | _ | _ | 0 | 0
_ | _ | _ | 0 | 0
_ | _ | _ | 0 | 0
_ | _ | _ | 0 | 0
_ | _ | _ | 0 | 0
_ | _ | _ | 0 | 0
_ | _ | _ | 0 | 0
_ | _ | _ | 0 | 0
_ | _ | _ | 0 | 0
_ | _ | _ | 0 | 0
_ | _ | _ | 0 | 0
_ | _ | _ | 0 | 0
_ | _ | _ | 0 | 0
_ | _ | _ | 0 | 0
_ | _ | _ | 0 | 0
_ | _ | _ | 0 | 0
_ | _ | _ | 0 | 0
_ | _ | _ | 0 | 0
_ | _ | _ | 0 | 0
_ | _ | _ | 0 | 0
_ | _ | _ | 0 | 0
_ | _ | _ | 0 | 0
_ | _ | _ | 0 | 0
_ | _ | _ | 0 | 0
_ | _ | _ | 0 | 0
_ | _ | _ | 0 | 0
_ | _ | _ | 0 | 0
_ | _ | _ | 0 | 0
_ | _ | _ | 0 | 0
_ | _ | _ | 0 | 0
_ | _ | _ | 0 | 0
_ | _ | _ | 0 | 0
_ | _ | _ | 0 | 0
_ | _ | _ | 0 | 0
_ | _ | _ | 0 | 0
_ | _ | _ | 0 | 0
_ | _ | _ | 0 | 0
_ | _ | _ | 0 | 0
_ | _ | _ | 0 | 0
_ | _ | _ | 0 | 0
_ | _ | _ | 0 | 0
_ | _ | _ | 0 | 0
_ | _ | _ | 0 | 0
_ | _ | _ | 0 | 0
_ | _ | _ | 0 | 0
_ | _ | _ | 0 | 0
_ | _ | _ | 0 | 0
_ | _ | _ | 0 | 0
_ | _ | _ | 0 | 0
_ | _ | _ | 0 | 0
_ | _ | _ | 0 | 0
_ | _ | _ | 0 | 0
_ | _ | _ | 0 | 0
_ | _ | _ | 0 | 0
_ | _ | _ | 0 | 0
_ | _ | _ | 0 | 0
_ | _ | _ | 0 | 0
_ | _ | _ | 0 | 0
_ | _ | _ | 0 | 0
_ | _ | _ | 0 | 0
_ | _ | _ | 0 | 0
_ | _ | _ | 0 | 0
_ | _ | _ | 0 | 0
_ | _ | _ | 0 | 0
_ | _ | _ | 0 | 0
_ | _ | _ | 0 | 0
_ | _ | _ | 0 | 0
_ | _ | _ | 0 | 0
_ | _ | _ | 0 | 0
_ | _ | _ | 0 | 0
_ | _ | _ | 0 | 0
_ | _ | _ | 0 | 0
_ | _ | _ | 0 | 0
_ | _ | _ | 0 | 0
_ | _ | _ | 0 | 0
_ | _ | _ | 0 | 0
_ | _ | _ | 0 | 0
_ | _ | _ | 0 | 0
_ | _ | _ | 0 | 0
_ | _ | _ | 0 | 0
_ | _ | _ | 0 | 0
_ | _ | _ | 0 | 0
_ | _ | _ | 0 | 0
_ | _ | _ | 0 | 0
_ | _ | _ | 0 | 0
_ | _ | _ | 0 | 0
_ | _ | _ | 0 | 0
_ | _ | _ | 0 | 0
_ | _ | _ | 0 | 0
_ | _ | _ | 0 | 0
_ | _ | _ | 0 | 0
_ | _ | _ | 0 | 0
_ | _ | _ | 0 | 0
_ | _ | _ | 0 | 0
_ | _ | _ | 0 | 0
_ | _ | _ | 0 | 0
_ | _ | _ | 0 | 0
_ | _ | _ | 0 | 0
_ | _ | _ | 0 | 0
_ | _ | _ | 0 | 0
_ | _ | _ | 0 | 0
_ | _ | _ | 0 | 0
_ | _ | _ | 0 | 0
_ | _ | _ | 0 | 0
_ | _ | _ | 0 | 0
_ | _ | _ | 0 | 0
_ | _ | _ | 0 | 0
_ | _ | _ | 0 | 0
_ | _ | _ | 0 | 0
_ | _ | _ | 0 | 0
_ | _ | _ | 0 | 0
_ | _ | _ | 0 | 0
_ | _ | _ | 0 | 0
_ | _ | _ | 0 | 0
_ | _ | _ | 0 | 0
_ | _ | _ | 0 | 0
_ | _ | _ | 0 | 0
_ | _ | _ | 0 | 0
_ | _ | _ | 0 | 0
_ | _ | _ | 0 | 0
_ | _ | _ | 0 | 0
_ | _ | _ | 0 | 0
_ | _ | _ | 0 | 0
_ | _ | _ | 0 | 0
_ | _ | _ | 0 | 0
_ | _ | _ | 0 | 0
_ | _ | _ | 0 | 0
_ | _ | _ | 0 | 0
_ | _ | _ | 0 | 0
_ | _ | _ | 0 | 0
_ | _ | _ | 0 | 0
_ | _ | _ | 0 | 0
_ | _ | _ | 0 | 0
_ | _ | _ | 0 | 0
_ | _ | _ | 0 | 0
_ | _ | _ | 0 | 0
_ | _ | _ | 0 | 0
_ | _ | _ | 0 | 0
_ | _ | _ | 0 | 0
_ | _ | _ | 0 | 0
_ | _ | _ | 0 | 0
_ | _ | _ | 0 | 0
_ | _ | _ | 0 | 0
_ | _ | _ | 0 | 0
_ | _ | _ | 0 | 0
_ | _ | _ | 0 | 0
_ | _ | _ | 0 | 0
_ | _ | _ | 0 | 0
_ | _ | _ | 0 | 0
_ | _ | _ | 0 | 0
_ | _ | _ | 0 | 0
_ | _ | _ | 0 | 0
_ | _ | _ | 0 | 0
_ | _ | _ | 0 | 0
_ | _ | _ | 0 | 0
_ | _ | _ | 0 | 0
_ | _ | _ | 0 | 0
_ | _ | _ | 0 | 0
_ | _ | _ | 0 | 0
_ | _ | _ | 0 | 0
_ | _ | _ | 0 | 0
_ | _ | _ | 0 | 0
_ | _ | _ | 0 | 0
_ | _ | _ | 0 | 0
_ | _ | _ | 0 | 0
_ | _ | _ | 0 | 0
_ | _ | _ | 0 | 0
_ | _ | _ | 0 | 0
_ | _ | _ | 0 | 0
_ | _ | _ | 0 | 0
_ | _ | _ | 0 | 0
_ | _ | _ | 0 | 0
_ | _ | _ | 0 | 0
_ | _ | _ | 0 | 0
_ | _ | _ | 0 | 0
_ | _ | _ | 0 | 0
_ | _ | _ | 0 | 0
_ | _ | _ | 0 | 0
_ | _ | _ | 0 | 0
_ | _ | _ | 0 | 0
_ | _ | _ | 0 | 0
_ | _ | _ | 0 | 0
_ | _ | _ | 0 | 0
_ | _ | _ | 0 | 0
_ | _ | _ | 0 | 0
_ | _ | _ | 0 | 0
_ | _ | _ | 0 | 0
_ | _ | _ | 0 | 0
_ | _ | _ | 0 | 0
_ | _ | _ | 0 | 0
_ | _ | _ | 0 | 0
_ | _ | _ | 0 | 0
_ | _ | _ | 0 | 0
_ | _ | _ | 0 | 0
_ | _ | _ | 0 | 0
_ | _ | _ | 0 | 0
_ | _ | _ | 0 | 0
_ | _ | _ | 0 | 0
_ | _ | _ | 0 | 0
_ | _ | _ | 0 | 0
_ | _ | _ | 0 | 0
_ | _ | _ | 0 | 0
_ | _ | _ | 0 | 0
_ | _ | _ | 0 | 0
_ | _ | _ | 0 | 0
_ | _ | _ | 0 | 0
_ | _ | _ | 0 | 0
_ | _ | _ | 0 | 0
_ | _ | _ | 0 | 0
_ | _ | _ | 0 | 0
_ | _ | _ | 0 | 0
_ | _ | _ | 0 | 0
_ | _ | _ | 0 | 0
_ | _ | _ | 0 | 0
_ | _ | _ | 0 | 0
_ | _ | _ | 0 | 0
_ | _ | _ | 0 | 0
_ | _ | _ | 0 | 0
_ | _ | _ | 0 | 0
_ | _ | _ | 0 | 0
_ | _ | _ | 0 | 0
_ | _ | _ | 0 | 0
_ | _ | _ | 0 | 0
_ | _ | _ | 0 | 0
_ | _ | _ | 0 | 0
_ | _ | _ | 0 | 0
_ | _ | _ | 0 | 0
_ | _ | _ | 0 | 0
_ | _ | _ | 0 | 0
_ | _ | _ | 0 | 0
_ | _ | _ | 0 | 0
_ | _ | _ | 0 | 0
_ | _ | _ | 0 | 0
_ | _ | _ | 0 | 0
_ | _ | _ | 0 | 0
_ | _ | _ | 0 | 0
_ | _ | _ | 0 | 0
_ | _ | _ | 0 | 0
_ | _ | _ | 0 | 0
_ | _ | _ | 0 | 0
_ | _ | _ | 0 | 0
_ | _ | _ | 0 | 0
_ | _ | _ | 0 | 0
_ | _ | _ | 0 | 0
_ | _ | _ | 0 | 0
_ | _ | _ | 0 | 0
_ | _ | _ | 0 | 0
_ | _ | _ | 0 | 0
_ | _ | _ | 0 | 0
_ | _ | _ | 0 | 0
_ | _ | _ | 0 | 0
_ | _ | _ | 0 | 0
_ | _ | _ | 0 | 0
_ | _ | _ | 0 | 0
_ | _ | _ | 0 | 0
_ | _ | _ | 0 | 0
_ | _ | _ | 0 | 0
_ | _ | _ | 0 | 0
_ | _ | _ | 0 | 0
_ | _ | _ | 0 | 0
_ | _ | _ | 0 | 0
_ | _ | _ | 0 | 0
_ | _ | _ | 0 | 0
_ | _ | _ | 0 | 0
_ | _ | _ | 0 | 0
_ | _ | _ | 0 | 0
_ | _ | _ | 0 | 0
_ | _ | _ | 0 | 0
_ | _ | _ | 0 | 0
_ | _ | _ | 0 | 0
_ | _ | _ | 0 | 0
_ | _ | _ | 0 | 0
_ | _ | _ | 0 | 0
_ | _ | _ | 0 | 0
_ | _ | _ | 0 | 0
_ | _ | _ | 0 | 0
_ | _ | _ | 0 | 0
_ | _ | _ | 0 | 0
_ | _ | _ | 0 | 0
_ | _ | _ | 0 | 0
_ | _ | _ | 0 | 0
_ | _ | _ | 0 | 0
_ | _ | _ | 0 | 0
_ | _ | _ | 0 | 0
_ | _ | _ | 0 | 0
_ | _ | _ | 0 | 0
_ | _ | _ | 0 | 0
_ | _ | _ | 0 | 0
_ | _ | _ | 0 | 0
_ | _ | _ | 0 | 0
_ | _ | _ | 0 | 0
_ | _ | _ | 0 | 0
_ | _ | _ | 0 | 0
_ | _ | _ | 0 | 0
_ | _ | _ | 0 | 0
_ | _ | _ | 0 | 0
_ | _ | _ | 0 | 0
_ | _ | _ | 0 | 0
_ | _ | _ | 0 | 0
_ | _ | _ | 0 | 0
_ | _ | _ | 0 | 0
_ | _ | _ | 0 | 0
_ | _ | _ | 0 | 0
_ | _ | _ | 0 | 0
_ | _ | _ | 0 | 0
_ | _ | _ | 0 | 0
_ | _ | _ | 0 | 0
_ | _ | _ | 0 | 0
_ | _ | _ | 0 | 0
_ | _ | _ | 0 | 0
_ | _ | _ | 0 | 0
_ | _ | _ | 0 | 0
_ | _ | _ | 0 | 0
_ | _ | _ | 0 | 0
_ | _ | _ | 0 | 0
_ | _ | _ | 0 | 0
_ | _ | _ | 0 | 0
_ | _ | _ | 0 | 0
_ | _ | _ | 0 | 0
_ | _ | _ | 0 | 0
_ | _ | _ | 0 | 0
_ | _ | _ | 0 | 0
_ | _ | _ | 0 | 0
_ | _ | _ | 0 | 0
_ | _ | _ | 0 | 0
_ | _ | _ | 0 | 0
_ | _ | _ | 0 | 0
_ | _ | _ | 0 | 0
_ | _ | _ | 0 | 0
_ | _ | _ | 0 | 0
_ | _ | _ | 0 | 0
_ | _ | _ | 0 | 0
_ | _ | _ | 0 | 0
_ | _ | _ | 0 | 0
_ | _ | _ | 0 | 0
_ | _ | _ | 0 | 0
_ | _ | _ | 0 | 0
_ | _ | _ | 0 | 0
_ | _ | _ | 0 | 0
_ | _ | _ | 0 | 0
_ | _ | _ | 0 | 0
_ | _ | _ | 0 | 0
_ | _ | _ | 0 | 0
_ | _ | _ | 0 | 0
_ | _ | _ | 0 | 0
_ | _ | _ | 0 | 0
_ | _ | _ | 0 | 0
_ | _ | _ | 0 | 0
_ | _ | _ | 0 | 0
_ | _ | _ | 0 | 0
_ | _ | _ | 0 | 0
_ | _ | _ | 0 | 0
_ | _ | _ | 0 | 0
_ | _ | _ | 0 | 0
_ | _ | _ | 0 | 0
_ | _ | _ | 0 | 0
_ | _ | _ | 0 | 0
_ | _ | _ | 0 | 0
_ | _ | _ | 0 | 0
_ | _ | _ | 0 | 0
_ | _ | _ | 0 | 0
_ | _ | _ | 0 | 0
_ | _ | _ | 0 | 0
_ | _ | _ | 0 | 0
_ | _ | _ | 0 | 0
_ | _ | _ | 0 | 0
_ | _ | _ | 0 | 0
_ | _ | _ | 0 | 0
_ | _ | _ | 0 | 0
_ | _ | _ | 0 | 0
_ | _ | _ | 0 | 0
_ | _ | _ | 0 | 0
_ | _ | _ | 0 | 0
_ | _ | _ | 0 | 0
_ | _ | _ | 0 | 0
_ | _ | _ | 0 | 0
_ | _ | _ | 0 | 0
_ | _ | _ | 0 | 0
_ | _ | _ | 0 | 0
_ | _ | _ | 0 | 0
_ | _ | _ | 0 | 0
_ | _ | _ | 0 | 0
_ | _ | _ | 0 | 0
_ | _ | _ | 0 | 0
_ | _ | _ | 0 | 0
_ | _ | _ | 0 | 0
_ | _ | _ | 0 | 0
_ | _ | _ | 0 | 0
_ | _ | _ | 0 | 0
_ | _ | _ | 0 | 0
_ | _ | _ | 0 | 0
_ | _ | _ | 0 | 0
_ | _ | _ | 0 | 0
_ | _ | _ | 0 | 0
_ | _ | _ | 0 | 0
_ | _ | _ | 0 | 0
_ | _ | _ | 0 | 0
_ | _ | _ | 0 | 0
_ | _ | _ | 0 | 0
_ | _ | _ | 0 | 0
_ | _ | _ | 0 | 0
_ | _ | _ | 0 | 0
_ | _ | _ | 0 | 0
_ | _ | _ | 0 | 0
_ | _ | _ | 0 | 0
_ | _ | _ | 0 | 0
_ | _ | _ | 0 | 0
_ | _ | _ | 0 | 0
_ | _ | _ | 0 | 0
_ | _ | _ | 0 | 0
_ | _ | _ | 0 | 0
_ | _ | _ | 0 | 0
_ | _ | _ | 0 | 0
_ | _ | _ | 0 | 0
_ | _ | _ | 0 | 0
_ | _ | _ | 0 | 0
_ | _ | _ | 0 | 0
_ | _ | _ | 0 | 0
_ | _ | _ | 0 | 0
_ | _ | _ | 0 | 0
_ | _ | _ | 0 | 0
_ | _ | _ | 0 | 0
_ | _ | _ | 0 | 0
_ | _ | _ | 0 | 0
_ | _ | _ | 0 | 0
_ | _ | _ | 0 | 0
_ | _ | _ | 0 | 0
_ | _ | _ | 0 | 0
_ | _ | _ | 0 | 0
_ | _ | _ | 0 | 0
_ | _ | _ | 0 | 0
_ | _ | _ | 0 | 0
_ | _ | _ | 0 | 0
_ | _ | _ | 0 | 0
_ | _ | _ | 0 | 0
_ | _ | _ | 0 | 0
_ | _ | _ | 0 | 0
_ | _ | _ | 0 | 0
_ | _ | _ | 0 | 0
_ | _ | _ | 0 | 0
_ | _ | _ | 0 | 0
_ | _ | _ | 0 | 0
_ | _ | _ | 0 | 0
_ | _ | _ | 0 | 0
_ | _ | _ | 0 | 0
_ | _ | _ | 0 | 0
_ | _ | _ | 0 | 0
_ | _ | _ | 0 | 0
_ | _ | _ | 0 | 0
_ | _ | _ | 0 | 0
_ | _ | _ | 0 | 0
_ | _ | _ | 0 | 0
_ | _ | _ | 0 | 0
_ | _ | _ | 0 | 0
_ | _ | _ | 0 | 0
_ | _ | _ | 0 | 0
_ | _ | _ | 0 | 0
_ | _ | _ | 0 | 0
_ | _ | _ | 0 | 0
_ | _ | _ | 0 | 0
_ | _ | _ | 0 | 0
_ | _ | _ | 0 | 0
_ | _ | _ | 0 | 0
_ | _ | _ | 0 | 0
_ | _ | _ | 0 | 0
_ | _ | _ | 0 | 0
_ | _ | _ | 0 | 0
_ | _ | _ | 0 | 0
_ | _ | _ | 0 | 0
_ | _ | _ | 0 | 0
_ | _ | _ | 0 | 0
_ | _ | _ | 0 | 0
_ | _ | _ | 0 | 0
_ | _ | _ | 0 | 0
_ | _ | _ | 0 | 0
_ | _ | _ | 0 | 0
_ | _ | _ | 0 | 0
_ | _ | _ | 0 | 0
_ | _ | _ | 0 | 0
_ | _ | _ | 0 | 0
_ | _ | _ | 0 | 0
_ | _ | _ | 0 | 0
_ | _ | _ | 0 | 0
_ | _ | _ | 0 | 0
_ | _ | _ | 0 | 0
_ | _ | _ | 0 | 0
_ | _ | _ | 0 | 0
_ | _ | _ | 0 | 0
_ | _ | _ | 0 | 0
_ | _ | _ | 0 | 0
_ | _ | _ | 0 | 0
_ | _ | _ | 0 | 0
_ | _ | _ | 0 | 0
_ | _ | _ | 0 | 0
_ | _ | _ | 0 | 0
_ | _ | _ | 0 | 0
_ | _ | _ | 0 | 0
_ | _ | _ | 0 | 0
_ | _ | _ | 0 | 0
_ | _ | _ | 0 | 0
_ | _ | _ | 0 | 0
_ | _ | _ | 0 | 0
_ | _ | _ | 0 | 0
_ | _ | _ | 0 | 0
_ | _ | _ | 0 | 0
_ | _ | _ | 0 | 0
_ | _ | _ | 0 | 0
_ | _ | _ | 0 | 0
_ | _ | _ | 0 | 0
_ | _ | _ | 0 | 0
_ | _ | _ | 0 | 0
_ | _ | _ | 0 | 0
_ | _ | _ | 0 | 0
_ | _ | _ | 0 | 0
_ | _ | _ | 0 | 0
_ | _ | _ | 0 | 0
_ | _ | _ | 0 | 0
_ | _ | _ | 0 | 0
_ | _ | _ | 0 | 0
_ | _ | _ | 0 | 0
_ | _ | _ | 0 | 0
_ | _ | _ | 0 | 0
_ | _ | _ | 0 | 0
_ | _ | _ | 0 | 0
_ | _ | _ | 0 | 0
_ | _ | _ | 0 | 0
_ | _ | _ | 0 | 0
_ | _ | _ | 0 | 0
_ | _ | _ | 0 | 0
_ | _ | _ | 0 | 0
_ | _ | _ | 0 | 0
_ | _ | _ | 0 | 0
_ | _ | _ | 0 | 0
_ | _ | _ | 0 | 0
_ | _ | _ | 0 | 0
_ | _ | _ | 0 | 0
_ | _ | _ | 0 | 0
_ | _ | _ | 0 | 0
_ | _ | _ | 0 | 0
_ | _ | _ | 0 | 0
_ | _ | _ | 0 | 0
_ | _ | _ | 0 | 0
_ | _ | _ | 0 | 0
_ | _ | _ | 0 | 0
_ | _ | _ | 0 | 0
_ | _ | _ | 0 | 0
_ | _ | _ | 0 | 0
_ | _ | _ | 0 | 0
_ | _ | _ | 0 | 0
_ | _ | _ | 0 | 0
_ | _ | _ | 0 | 0
_ | _ | _ | 0 | 0
_ | _ | _ | 0 | 0
_ | _ | _ | 0 | 0
_ | _ | _ | 0 | 0
_ | _ | _ | 0 | 0
_ | _ | _ | 0 | 0
_ | _ | _ | 0 | 0
_ | _ | _ | 0 | 0
_ | _ | _ | 0 | 0
_ | _ | _ | 0 | 0
_ | _ | _ | 0 | 0
_ | _ | _ | 0 | 0
_ | _ | _ | 0 | 0
_ | _ | _ | 0 | 0
_ | _ | _ | 0 | 0
_ | _ | _ | 0 | 0
_ | _ | _ | 0 | 0
_ | _ | _ | 0 | 0
_ | _ | _ | 0 | 0
_ | _ | _ | 0 | 0
_ | _ | _ | 0 | 0
_ | _ | _ | 0 | 0
_ | _ | _ | 0 | 0
_ | _ | _ | 0 | 0
_ | _ | _ | 0 | 0
_ | _ | _ | 0 | 0
_ | _ | _ | 0 | 0
_ | _ | _ | 0 | 0
_ | _ | _ | 0 | 0
_ | _ | _ | 0 | 0
_ | _ | _ | 0 | 0
_ | _ | _ | 0 | 0
_ | _ | _ | 0 | 0
_ | _ | _ | 0 | 0
_ | _ | _ | 0 | 0
_ | _ | _ | 0 | 0
_ | _ | _ | 0 | 0
_ | _ | _ | 0 | 0
_ | _ | _ | 0 | 0
_ | _ | _ | 0 | 0
_ | _ | _ | 0 | 0
_ | _ | _ | 0 | 0
_ | _ | _ | 0 | 0
_ | _ | _ | 0 | 0
_ | _ | _ | 0 | 0
_ | _ | _ | 0 | 0
_ | _ | _ | 0 | 0
_ | _ | _ | 0 | 0
_ | _ | _ | 0 | 0
_ | _ | _ | 0 | 0
_ | _ | _ | 0 | 0
_ | _ | _ | 0 | 0
_ | _ | _ | 0 | 0
_ | _ | _ | 0 | 0
_ | _ | _ | 0 | 0
_ | _ | _ | 0 | 0
_ | _ | _ | 0 | 0
_ | _ | _ | 0 | 0
_ | _ | _ | 0 | 0
_ | _ | _ | 0 | 0
_ | _ | _ | 0 | 0
_ | _ | _ | 0 | 0
_ | _ | _ | 0 | 0
_ | _ | _ | 0 | 0
_ | _ | _ | 0 | 0
_ | _ | _ | 0 | 0
_ | _ | _ | 0 | 0
_ | _ | _ | 0 | 0
_ | _ | _ | 0 | 0
_ | _ | _ | 0 | 0
_ | _ | _ | 0 | 0
_ | _ | _ | 0 | 0
_ | _ | _ | 0 | 0
_ | _ | _ | 0 | 0
_ | _ | _ | 0 | 0
_ | _ | _ | 0 | 0
_ | _ | _ | 0 | 0
_ | _ | _ | 0 | 0
_ | _ | _ | 0 | 0
_ | _ | _ | 0 | 0
_ | _ | _ | 0 | 0
_ | _ | _ | 0 | 0
_ | _ | _ | 0 | 0
_ | _ | _ | 0 | 0
_ | _ | _ | 0 | 0
_ | _ | _ | 0 | 0
_ | _ | _ | 0 | 0
_ | _ | _ | 0 | 0
_ | _ | _ | 0 | 0
_ | _ | _ | 0 | 0
_ | _ | _ | 0 | 0
_ | _ | _ | 0 | 0
_ | _ | _ | 0 | 0
_ | _ | _ | 0 | 0
_ | _ | _ | 0 | 0
_ | _ | _ | 0 | 0
_ | _ | _ | 0 | 0
_ | _ | _ | 0 | 0
_ | _ | _ | 0 | 0
_ | _ | _ | 0 | 0
_ | _ | _ | 0 | 0
_ | _ | _ | 0 | 0
_ | _ | _ | 0 | 0
_ | _ | _ | 0 | 0
_ | _ | _ | 0 | 0
_ | _ | _ | 0 | 0
_ | _ | _ | 0 | 0
_ | _ | _ | 0 | 0
_ | _ | _ | 0 | 0
_ | _ | _ | 0 | 0
_ | _ | _ | 0 | 0
_ | _ | _ | 0 | 0
_ | _ | _ | 0 | 0
_ | _ | _ | 0 | 0
_ | _ | _ | 0 | 0
_ | _ | _ | 0 | 0
_ | _ | _ | 0 | 0
_ | _ | _ | 0 | 0
_ | _ | _ | 0 | 0
_ | _ | _ | 0 | 0
_ | _ | _ | 0 | 0
_ | _ | _ | 0 | 0
_ | _ | _ | 0 | 0
_ | _ | _ | 0 | 0
_ | _ | _ | 0 | 0
_ | _ | _ | 0 | 0
_ | _ | _ | 0 | 0
_ | _ | _ | 0 | 0
_ | _ | _ | 0 | 0
_ | _ | _ | 0 | 0
_ | _ | _ | 0 | 0
_ | _ | _ | 0 | 0
_ | _ | _ | 0 | 0
_ | _ | _ | 0 | 0
_ | _ | _ | 0 | 0
_ | _ | _ | 0 | 0
_ | _ | _ | 0 | 0
_ | _ | _ | 0 | 0
_ | _ | _ | 0 | 0
_ | _ | _ | 0 | 0
_ | _ | _ | 0 | 0
_ | _ | _ | 0 | 0
_ | _ | _ | 0 | 0
_ | _ | _ | 0 | 0
_ | _ | _ | 0 | 0
_ | _ | _ | 0 | 0
_ | _ | _ | 0 | 0
_ | _ | _ | 0 | 0
_ | _ | _ | 0 | 0
_ | _ | _ | 0 | 0
_ | _ | _ | 0 | 0
_ | _ | _ | 0 | 0
_ | _ | _ | 0 | 0
_ | _ | _ | 0 | 0
_ | _ | _ | 0 | 0
_ | _ | _ | 0 | 0
_ | _ | _ | 0 | 0
_ | _ | _ | 0 | 0
_ | _ | _ | 0 | 0
_ | _ | _ | 0 | 0
_ | _ | _ | 0 | 0
_ | _ | _ | 0 | 0
_ | _ | _ | 0 | 0
_ | _ | _ | 0 | 0
_ | _ | _ | 0 | 0
_ | _ | _ | 0 | 0
_ | _ | _ | 0 | 0
_ | _ | _ | 0 | 0
_ | _ | _ | 0 | 0
_ | _ | _ | 0 | 0
_ | _ | _ | 0 | 0
_ | _ | _ | 0 | 0
_ | _ | _ | 0 | 0
_ | _ | _ | 0 | 0
_ | _ | _ | 0 | 0
_ | _ | _ | 0 | 0
_ | _ | _ | 0 | 0
_ | _ | _ | 0 | 0
_ | _ | _ | 0 | 0
_ | _ | _ | 0 | 0
_ | _ | _ | 0 | 0
_ | _ | _ | 0 | 0
_ | _ | _ | 0 | 0
_ | _ | _ | 0 | 0
_ | _ | _ | 0 | 0
_ | _ | _ | 0 | 0
_ | _ | _ | 0 | 0
_ | _ | _ | 0 | 0
_ | _ | _ | 0 | 0
_ | _ | _ | 0 | 0
_ | _ | _ | 0 | 0
_ | _ | _ | 0 | 0
_ | _ | _ | 0 | 0
_ | _ | _ | 0 | 0
_ | _ | _ | 0 | 0
_ | _ | _ | 0 | 0
_ | _ | _ | 0 | 0
_ | _ | _ | 0 | 0
_ | _ | _ | 0 | 0
_ | _ | _ | 0 | 0
_ | _ | _ | 0 | 0
_ | _ | _ | 0 | 0
_ | _ | _ | 0 | 0
_ | _ | _ | 0 | 0
_ | _ | _ | 0 | 0
_ | _ | _ | 0 | 0
_ | _ | _ | 0 | 0
_ | _ | _ | 0 | 0
_ | _ | _ | 0 | 0
_ | _ | _ | 0 | 0
_ | _ | _ | 0 | 0
_ | _ | _ | 0 | 0
_ | _ | _ | 0 | 0
_ | _ | _ | 0 | 0
_ | _ | _ | 0 | 0
_ | _ | _ | 0 | 0
_ | _ | _ | 0 | 0
_ | _ | _ | 0 | 0
_ | _ | _ | 0 | 0
_ | _ | _ | 0 | 0
_ | _ | _ | 0 | 0
_ | _ | _ | 0 | 0
_ | _ | _ | 0 | 0
_ | _ | _ | 0 | 0
_ | _ | _ | 0 | 0
_ | _ | _ | 0 | 0
_ | _ | _ | 0 | 0
_ | _ | _ | 0 | 0
_ | _ | _ | 0 | 0
_ | _ | _ | 0 | 0
_ | _ | _ | 0 | 0
_ | _ | _ | 0 | 0
_ | _ | _ | 0 | 0
_ | _ | _ | 0 | 0
_ | _ | _ | 0 | 0
_ | _ | _ | 0 | 0
_ | _ | _ | 0 | 0
_ | _ | _ | 0 | 0
_ | _ | _ | 0 | 0
_ | _ | _ | 0 | 0
_ | _ | _ | 0 | 0
_ | _ | _ | 0 | 0
_ | _ | _ | 0 | 0
_ | _ | _ | 0 | 0
_ | _ | _ | 0 | 0
_ | _ | _ | 0 | 0
_ | _ | _ | 0 | 0
_ | _ | _ | 0 | 0
_ | _ | _ | 0 | 0
_ | _ | _ | 0 | 0
_ | _ | _ | 0 | 0
_ | _ | _ | 0 | 0
_ | _ | _ | 0 | 0
_ | _ | _ | 0 | 0
_ | _ | _ | 0 | 0
_ | _ | _ | 0 | 0
_ | _ | _ | 0 | 0
_ | _ | _ | 0 | 0
_ | _ | _ | 0 | 0
_ | _ | _ | 0 | 0
_ | _ | _ | 0 | 0
_ | _ | _ | 0 | 0
_ | _ | _ | 0 | 0
_ | _ | _ | 0 | 0
_ | _ | _ | 0 | 0
_ | _ | _ | 0 | 0
_ | _ | _ | 0 | 0
_ | _ | _ | 0 | 0
_ | _ | _ | 0 | 0
_ | _ | _ | 0 | 0
_ | _ | _ | 0 | 0
_ | _ | _ | 0 | 0
_ | _ | _ | 0 | 0
_ | _ | _ | 0 | 0
_ | _ | _ | 0 | 0
_ | _ | _ | 0 | 0
_ | _ | _ | 0 | 0
_ | _ | _ | 0 | 0
_ | _ | _ | 0 | 0
_ | _ | _ | 0 | 0
_ | _ | _ | 0 | 0
_ | _ | _ | 0 | 0
_ | _ | _ | 0 | 0
_ | _ | _ | 0 | 0
_ | _ | _ | 0 | 0
_ | _ | _ | 0 | 0
_ | _ | _ | 0 | 0
_ | _ | _ | 0 | 0
_ | _ | _ | 0 | 0
_ | _ | _ | 0 | 0
_ | _ | _ | 0 | 0
_ | _ | _ | 0 | 0
_ | _ | _ | 0 | 0
_ | _ | _ | 0 | 0
_ | _ | _ | 0 | 0
_ | _ | _ | 0 | 0
_ | _ | _ | 0 | 0
_ | _ | _ | 0 | 0
_ | _ | _ | 0 | 0
_ | _ | _ | 0 | 0
_ | _ | _ | 0 | 0
_ | _ | _ | 0 | 0
_ | _ | _ | 0 | 0
_ | _ | _ | 0 | 0
_ | _ | _ | 0 | 0
_ | _ | _ | 0 | 0
_ | _ | _ | 0 | 0
_ | _ | _ | 0 | 0
_ | _ | _ | 0 | 0
_ | _ | _ | 0 | 0
_ | _ | _ | 0 | 0
_ | _ | _ | 0 | 0
_ | _ | _ | 0 | 0
_ | _ | _ | 0 | 0
_ | _ | _ | 0 | 0
_ | _ | _ | 0 | 0
_ | _ | _ | 0 | 0
_ | _ | _ | 0 | 0
_ | _ | _ | 0 | 0
_ | _ | _ | 0 | 0
_ | _ | _ | 0 | 0
_ | _ | _ | 0 | 0
_ | _ | _ | 0 | 0
_ | _ | _ | 0 | 0
_ | _ | _ | 0 | 0
_ | _ | _ | 0 | 0
_ | _ | _ | 0 | 0
_ | _ | _ | 0 | 0
_ | _ | _ | 0 | 0
_ | _ | _ | 0 | 0
_ | _ | _ | 0 | 0
_ | _ | _ | 0 | 0
_ | _ | _ | 0 | 0
_ | _ | _ | 0 | 0
_ | _ | _ | 0 | 0
_ | _ | _ | 0 | 0
_ | _ | _ | 0 | 0
_ | _ | _ | 0 | 0
_ | _ | _ | 0 | 0
_ | _ | _ | 0 | 0
_ | _ | _ | 0 | 0
_ | _ | _ | 0 | 0
_ | _ | _ | 0 | 0
_ | _ | _ | 0 | 0
_ | _ | _ | 0 | 0
_ | _ | _ | 0 | 0
_ | _ | _ | 0 | 0
_ | _ | _ | 0 | 0
_ | _ | _ | 0 | 0
_ | _ | _ | 0 | 0
_ | _ | _ | 0 | 0
_ | _ | _ | 0 | 0
_ | _ | _ | 0 | 0
_ | _ | _ | 0 | 0
_ | _ | _ | 0 | 0
_ | _ | _ | 0 | 0
_ | _ | _ | 0 | 0
_ | _ | _ | 0 | 0
_ | _ | _ | 0 | 0
_ | _ | _ | 0 | 0
_ | _ | _ | 0 | 0
_ | _ | _ | 0 | 0
_ | _ | _ | 0 | 0
_ | _ | _ | 0 | 0
_ | _ | _ | 0 | 0
_ | _ | _ | 0 | 0
_ | _ | _ | 0 | 0
_ | _ | _ | 0 | 0
_ | _ | _ | 0 | 0
_ | _ | _ | 0 | 0
_ | _ | _ | 0 | 0
_ | _ | _ | 0 | 0
_ | _ | _ | 0 | 0
_ | _ | _ | 0 | 0
_ | _ | _ | 0 | 0
_ | _ | _ | 0 | 0
_ | _ | _ | 0 | 0
_ | _ | _ | 0 | 0
_ | _ | _ | 0 | 0
_ | _ | _ | 0 | 0
_ | _ | _ | 0 | 0
_ | _ | _ | 0 | 0
_ | _ | _ | 0 | 0
_ | _ | _ | 0 | 0
_ | _ | _ | 0 | 0
_ | _ | _ | 0 | 0
_ | _ | _ | 0 | 0
_ | _ | _ | 0 | 0
_ | _ | _ | 0 | 0
_ | _ | _ | 0 | 0
_ | _ | _ | 0 | 0
_ | _ | _ | 0 | 0
_ | _ | _ | 0 | 0
_ | _ | _ | 0 | 0
_ | _ | _ | 0 | 0
_ | _ | _ | 0 | 0
_ | _ | _ | 0 | 0
_ | _ | _ | 0 | 0
_ | _ | _ | 0 | 0
_ | _ | _ | 0 | 0
_ | _ | _ | 0 | 0
_ | _ | _ | 0 | 0
_ | _ | _ | 0 | 0
_ | _ | _ | 0 | 0
_ | _ | _ | 0 | 0
_ | _ | _ | 0 | 0
_ | _ | _ | 0 | 0
_ | _ | _ | 0 | 0
_ | _ | _ | 0 | 0
_ | _ | _ | 0 | 0
_ | _ | _ | 0 | 0
_ | _ | _ | 0 | 0
_ | _ | _ | 0 | 0
_ | _ | _ | 0 | 0
_ | _ | _ | 0 | 0
_ | _ | _ | 0 | 0
_ | _ | _ | 0 | 0
_ | _ | _ | 0 | 0
_ | _ | _ | 0 | 0
_ | _ | _ | 0 | 0
_ | _ | _ | 0 | 0
_ | _ | _ | 0 | 0
_ | _ | _ | 0 | 0
_ | _ | _ | 0 | 0
_ | _ | _ | 0 | 0
_ | _ | _ | 0 | 0
_ | _ | _ | 0 | 0
_ | _ | _ | 0 | 0
_ | _ | _ | 0 | 0
_ | _ | _ | 0 | 0
_ | _ | _ | 0 | 0
_ | _ | _ | 0 | 0
_ | _ | _ | 0 | 0
_ | _ | _ | 0 | 0
_ | _ | _ | 0 | 0
_ | _ | _ | 0 | 0
_ | _ | _ | 0 | 0
_ | _ | _ | 0 | 0
_ | _ | _ | 0 | 0
_ | _ | _ | 0 | 0
_ | _ | _ | 0 | 0
_ | _ | _ | 0 | 0
_ | _ | _ | 0 | 0
_ | _ | _ | 0 | 0
_ | _ | _ | 0 | 0
_ | _ | _ | 0 | 0
_ | _ | _ | 0 | 0
_ | _ | _ | 0 | 0
_ | _ | _ | 0 | 0
_ | _ | _ | 0 | 0
_ | _ | _ | 0 | 0
_ | _ | _ | 0 | 0
_ | _ | _ | 0 | 0
_ | _ | _ | 0 | 0
_ | _ | _ | 0 | 0
_ | _ | _ | 0 | 0
_ | _ | _ | 0 | 0
_ | _ | _ | 0 | 0
_ | _ | _ | 0 | 0
_ | _ | _ | 0 | 0
_ | _ | _ | 0 | 0
_ | _ | _ | 0 | 0
_ | _ | _ | 0 | 0
_ | _ | _ | 0 | 0
_ | _ | _ | 0 | 0
_ | _ | _ | 0 | 0
_ | _ | _ | 0 | 0
_ | _ | _ | 0 | 0
_ | _ | _ | 0 | 0
_ | _ | _ | 0 | 0
_ | _ | _ | 0 | 0
_ | _ | _ | 0 | 0
_ | _ | _ | 0 | 0
_ | _ | _ | 0 | 0
_ | _ | _ | 0 | 0
_ | _ | _ | 0 | 0
_ | _ | _ | 0 | 0
_ | _ | _ | 0 | 0
_ | _ | _ | 0 | 0
_ | _ | _ | 0 | 0
_ | _ | _ | 0 | 0
_ | _ | _ | 0 | 0
_ | _ | _ | 0 | 0
_ | _ | _ | 0 | 0
_ | _ | _ | 0 | 0
_ | _ | _ | 0 | 0
_ | _ | _ | 0 | 0
_ | _ | _ | 0 | 0
_ | _ | _ | 0 | 0
_ | _ | _ | 0 | 0
_ | _ | _ | 0 | 0
_ | _ | _ | 0 | 0
_ | _ | _ | 0 | 0
_ | _ | _ | 0 | 0
_ | _ | _ | 0 | 0
_ | _ | _ | 0 | 0
_ | _ | _ | 0 | 0
_ | _ | _ | 0 | 0
_ | _ | _ | 0 | 0
_ | _ | _ | 0 | 0
_ | _ | _ | 0 | 0
_ | _ | _ | 0 | 0
_ | _ | _ | 0 | 0
_ | _ | _ | 0 | 0
_ | _ | _ | 0 | 0
_ | _ | _ | 0 | 0
_ | _ | _ | 0 | 0
_ | _ | _ | 0 | 0
_ | _ | _ | 0 | 0
_ | _ | _ | 0 | 0
_ | _ | _ | 0 | 0
_ | _ | _ | 0 | 0
_ | _ | _ | 0 | 0
_ | _ | _ | 0 | 0
_ | _ | _ | 0 | 0
_ | _ | _ | 0 | 0
_ | _ | _ | 0 | 0
_ | _ | _ | 0 | 0
_ | _ | _ | 0 | 0
_ | _ | _ | 0 | 0
_ | _ | _ | 0 | 0
_ | _ | _ | 0 | 0
_ | _ | _ | 0 | 0
_ | _ | _ | 0 | 0
_ | _ | _ | 0 | 0
_ | _ | _ | 0 | 0
_ | _ | _ | 0 | 0
_ | _ | _ | 0 | 0
_ | _ | _ | 0 | 0
_ | _ | _ | 0 | 0
_ | _ | _ | 0 | 0
_ | _ | _ | 0 | 0
_ | _ | _ | 0 | 0
_ | _ | _ | 0 | 0
_ | _ | _ | 0 | 0
_ | _ | _ | 0 | 0
_ | _ | _ | 0 | 0
_ | _ | _ | 0 | 0
_ | _ | _ | 0 | 0
_ | _ | _ | 0 | 0
_ | _ | _ | 0 | 0
_ | _ | _ | 0 | 0
_ | _ | _ | 0 | 0
_ | _ | _ | 0 | 0
_ | _ | _ | 0 | 0
_ | _ | _ | 0 | 0
_ | _ | _ | 0 | 0
_ | _ | _ | 0 | 0
_ | _ | _ | 0 | 0
_ | _ | _ | 0 | 0
_ | _ | _ | 0 | 0
_ | _ | _ | 0 | 0
_ | _ | _ | 0 | 0
_ | _ | _ | 0 | 0
_ | _ | _ | 0 | 0
_ | _ | _ | 0 | 0
_ | _ | _ | 0 | 0
_ | _ | _ | 0 | 0
_ | _ | _ | 0 | 0
_ | _ | _ | 0 | 0
_ | _ | _ | 0 | 0
_ | _ | _ | 0 | 0
_ | _ | _ | 0 | 0
_ | _ | _ | 0 | 0
_ | _ | _ | 0 | 0
_ | _ | _ | 0 | 0
_ | _ | _ | 0 | 0
_ | _ | _ | 0 | 0
_ | _ | _ | 0 | 0
_ | _ | _ | 0 | 0
_ | _ | _ | 0 | 0
_ | _ | _ | 0 | 0
_ | _ | _ | 0 | 0
_ | _ | _ | 0 | 0
_ | _ | _ | 0 | 0
_ | _ | _ | 0 | 0
_ | _ | _ | 0 | 0
_ | _ | _ | 0 | 0
_ | _ | _ | 0 | 0
_ | _ | _ | 0 | 0
_ | _ | _ | 0 | 0
_ | _ | _ | 0 | 0
_ | _ | _ | 0 | 0
_ | _ | _ | 0 | 0
_ | _ | _ | 0 | 0
_ | _ | _ | 0 | 0
_ | _ | _ | 0 | 0
_ | _ | _ | 0 | 0
_ | _ | _ | 0 | 0
_ | _ | _ | 0 | 0
_ | _ | _ | 0 | 0
_ | _ | _ | 0 | 0
_ | _ | _ | 0 | 0
_ | _ | _ | 0 | 0
_ | _ | _ | 0 | 0
_ | _ | _ | 0 | 0
_ | _ | _ | 0 | 0
_ | _ | _ | 0 | 0
_ | _ | _ | 0 | 0
_ | _ | _ | 0 | 0
_ | _ | _ | 0 | 0
_ | _ | _ | 0 | 0
_ | _ | _ | 0 | 0
_ | _ | _ | 0 | 0
_ | _ | _ | 0 | 0
_ | _ | _ | 0 | 0
_ | _ | _ | 0 | 0
_ | _ | _ | 0 | 0
_ | _ | _ | 0 | 0
_ | _ | _ | 0 | 0
_ | _ | _ | 0 | 0
_ | _ | _ | 0 | 0
_ | _ | _ | 0 | 0
_ | _ | _ | 0 | 0
_ | _ | _ | 0 | 0
_ | _ | _ | 0 | 0
_ | _ | _ | 0 | 0
_ | _ | _ | 0 | 0
_ | _ | _ | 0 | 0
_ | _ | _ | 0 | 0
_ | _ | _ | 0 | 0
_ | _ | _ | 0 | 0
_ | _ | _ | 0 | 0
_ | _ | _ | 0 | 0
_ | _ | _ | 0 | 0
_ | _ | _ | 0 | 0
_ | _ | _ | 0 | 0
_ | _ | _ | 0 | 0
_ | _ | _ | 0 | 0
_ | _ | _ | 0 | 0
_ | _ | _ | 0 | 0
_ | _ | _ | 0 | 0
_ | _ | _ | 0 | 0
_ | _ | _ | 0 | 0
_ | _ | _ | 0 | 0
_ | _ | _ | 0 | 0
_ | _ | _ | 0 | 0
_ | _ | _ | 0 | 0
_ | _ | _ | 0 | 0
_ | _ | _ | 0 | 0
_ | _ | _ | 0 | 0
_ | _ | _ | 0 | 0
_ | _ | _ | 0 | 0
_ | _ | _ | 0 | 0
_ | _ | _ | 0 | 0
_ | _ | _ | 0 | 0
_ | _ | _ | 0 | 0
_ | _ | _ | 0 | 0
_ | _ | _ | 0 | 0
_ | _ | _ | 0 | 0
_ | _ | _ | 0 | 0
_ | _ | _ | 0 | 0
_ | _ | _ | 0 | 0
_ | _ | _ | 0 | 0
_ | _ | _ | 0 | 0
_ | _ | _ | 0 | 0
_ | _ | _ | 0 | 0
_ | _ | _ | 0 | 0
_ | _ | _ | 0 | 0
_ | _ | _ | 0 | 0
_ | _ | _ | 0 | 0
_ | _ | _ | 0 | 0
_ | _ | _ | 0 | 0
_ | _ | _ | 0 | 0
_ | _ | _ | 0 | 0
_ | _ | _ | 0 | 0
_ | _ | _ | 0 | 0
_ | _ | _ | 0 | 0
_ | _ | _ | 0 | 0
_ | _ | _ | 0 | 0
_ | _ | _ | 0 | 0
_ | _ | _ | 0 | 0
_ | _ | _ | 0 | 0
_ | _ | _ | 0 | 0
_ | _ | _ | 0 | 0
_ | _ | _ | 0 | 0
_ | _ | _ | 0 | 0
_ | _ | _ | 0 | 0
_ | _ | _ | 0 | 0
_ | _ | _ | 0 | 0
_ | _ | _ | 0 | 0
_ | _ | _ | 0 | 0
_ | _ | _ | 0 | 0
_ | _ | _ | 0 | 0
_ | _ | _ | 0 | 0
_ | _ | _ | 0 | 0
_ | _ | _ | 0 | 0
_ | _ | _ | 0 | 0
_ | _ | _ | 0 | 0
_ | _ | _ | 0 | 0
_ | _ | _ | 0 | 0
_ | _ | _ | 0 | 0
_ | _ | _ | 0 | 0
_ | _ | _ | 0 | 0
_ | _ | _ | 0 | 0
_ | _ | _ | 0 | 0
_ | _ | _ | 0 | 0
_ | _ | _ | 0 | 0
_ | _ | _ | 0 | 0
_ | _ | _ | 0 | 0
_ | _ | _ | 0 | 0
_ | _ | _ | 0 | 0
_ | _ | _ | 0 | 0
_ | _ | _ | 0 | 0
_ | _ | _ | 0 | 0
_ | _ | _ | 0 | 0
_ | _ | _ | 0 | 0
_ | _ | _ | 0 | 0
_ | _ | _ | 0 | 0
_ | _ | _ | 0 | 0
_ | _ | _ | 0 | 0
_ | _ | _ | 0 | 0
_ | _ | _ | 0 | 0
_ | _ | _ | 0 | 0
_ | _ | _ | 0 | 0
_ | _ | _ | 0 | 0
_ | _ | _ | 0 | 0
_ | _ | _ | 0 | 0
_ | _ | _ | 0 | 0
_ | _ | _ | 0 | 0
_ | _ | _ | 0 | 0
_ | _ | _ | 0 | 0
_ | _ | _ | 0 | 0
_ | _ | _ | 0 | 0
_ | _ | _ | 0 | 0
_ | _ | _ | 0 | 0
_ | _ | _ | 0 | 0
_ | _ | _ | 0 | 0
_ | _ | _ | 0 | 0
_ | _ | _ | 0 | 0
_ | _ | _ | 0 | 0
_ | _ | _ | 0 | 0
_ | _ | _ | 0 | 0
_ | _ | _ | 0 | 0
_ | _ | _ | 0 | 0
_ | _ | _ | 0 | 0
_ | _ | _ | 0 | 0
_ | _ | _ | 0 | 0
_ | _ | _ | 0 | 0
_ | _ | _ | 0 | 0
_ | _ | _ | 0 | 0
_ | _ | _ | 0 | 0
_ | _ | _ | 0 | 0
_ | _ | _ | 0 | 0
_ | _ | _ | 0 | 0
_ | _ | _ | 0 | 0
_ | _ | _ | 0 | 0
_ | _ | _ | 0 | 0
_ | _ | _ | 0 | 0
_ | _ | _ | 0 | 0
_ | _ | _ | 0 | 0
_ | _ | _ | 0 | 0
_ | _ | _ | 0 | 0
_ | _ | _ | 0 | 0
_ | _ | _ | 0 | 0
_ | _ | _ | 0 | 0
_ | _ | _ | 0 | 0
_ | _ | _ | 0 | 0
_ | _ | _ | 0 | 0
_ | _ | _ | 0 | 0
_ | _ | _ | 0 | 0
_ | _ | _ | 0 | 0
_ | _ | _ | 0 | 0
_ | _ | _ | 0 | 0
_ | _ | _ | 0 | 0
_ | _ | _ | 0 | 0
_ | _ | _ | 0 | 0
_ | _ | _ | 0 | 0
_ | _ | _ | 0 | 0
_ | _ | _ | 0 | 0
_ | _ | _ | 0 | 0
_ | _ | _ | 0 | 0
_ | _ | _ | 0 | 0
_ | _ | _ | 0 | 0
_ | _ | _ | 0 | 0
_ | _ | _ | 0 | 0
_ | _ | _ | 0 | 0
_ | _ | _ | 0 | 0
_ | _ | _ | 0 | 0
_ | _ | _ | 0 | 0
_ | _ | _ | 0 | 0
_ | _ | _ | 0 | 0
_ | _ | _ | 0 | 0
_ | _ | _ | 0 | 0
_ | _ | _ | 0 | 0
_ | _ | _ | 0 | 0
_ | _ | _ | 0 | 0
_ | _ | _ | 0 | 0
_ | _ | _ | 0 | 0
_ | _ | _ | 0 | 0
_ | _ | _ | 0 | 0
_ | _ | _ | 0 | 0
_ | _ | _ | 0 | 0
_ | _ | _ | 0 | 0
_ | _ | _ | 0 | 0
_ | _ | _ | 0 | 0
_ | _ | _ | 0 | 0
_ | _ | _ | 0 | 0
_ | _ | _ | 0 | 0
_ | _ | _ | 0 | 0
_ | _ | _ | 0 | 0
_ | _ | _ | 0 | 0
_ | _ | _ | 0 | 0
_ | _ | _ | 0 | 0
_ | _ | _ | 0 | 0
_ | _ | _ | 0 | 0
_ | _ | _ | 0 | 0
_ | _ | _ | 0 | 0
_ | _ | _ | 0 | 0
_ | _ | _ | 0 | 0
_ | _ | _ | 0 | 0
_ | _ | _ | 0 | 0
_ | _ | _ | 0 | 0
_ | _ | _ | 0 | 0
_ | _ | _ | 0 | 0
_ | _ | _ | 0 | 0
_ | _ | _ | 0 | 0
_ | _ | _ | 0 | 0
_ | _ | _ | 0 | 0
_ | _ | _ | 0 | 0
_ | _ | _ | 0 | 0
_ | _ | _ | 0 | 0
_ | _ | _ | 0 | 0
_ | _ | _ | 0 | 0
_ | _ | _ | 0 | 0
_ | _ | _ | 0 | 0
_ | _ | _ | 0 | 0
_ | _ | _ | 0 | 0
_ | _ | _ | 0 | 0
_ | _ | _ | 0 | 0
_ | _ | _ | 0 | 0
_ | _ | _ | 0 | 0
_ | _ | _ | 0 | 0
_ | _ | _ | 0 | 0
_ | _ | _ | 0 | 0
_ | _ | _ | 0 | 0
_ | _ | _ | 0 | 0
_ | _ | _ | 0 | 0
_ | _ | _ | 0 | 0
_ | _ | _ | 0 | 0
_ | _ | _ | 0 | 0
_ | _ | _ | 0 | 0
_ | _ | _ | 0 | 0
_ | _ | _ | 0 | 0
_ | _ | _ | 0 | 0
_ | _ | _ | 0 | 0
_ | _ | _ | 0 | 0
_ | _ | _ | 0 | 0
_ | _ | _ | 0 | 0
_ | _ | _ | 0 | 0
_ | _ | _ | 0 | 0
_ | _ | _ | 0 | 0
_ | _ | _ | 0 | 0
_ | _ | _ | 0 | 0
_ | _ | _ | 0 | 0
_ | _ | _ | 0 | 0
_ | _ | _ | 0 | 0
_ | _ | _ | 0 | 0
_ | _ | _ | 0 | 0
_ | _ | _ | 0 | 0
_ | _ | _ | 0 | 0
_ | _ | _ | 0 | 0
_ | _ | _ | 0 | 0
_ | _ | _ | 0 | 0
_ | _ | _ | 0 | 0
_ | _ | _ | 0 | 0
_ | _ | _ | 0 | 0
_ | _ | _ | 0 | 0
_ | _ | _ | 0 | 0
_ | _ | _ | 0 | 0
_ | _ | _ | 0 | 0
_ | _ | _ | 0 | 0
_ | _ | _ | 0 | 0
_ | _ | _ | 0 | 0
_ | _ | _ | 0 | 0
_ | _ | _ | 0 | 0
_ | _ | _ | 0 | 0
_ | _ | _ | 0 | 0
_ | _ | _ | 0 | 0
_ | _ | _ | 0 | 0
_ | _ | _ | 0 | 0
_ | _ | _ | 0 | 0
_ | _ | _ | 0 | 0
_ | _ | _ | 0 | 0
_ | _ | _ | 0 | 0
_ | _ | _ | 0 | 0
_ | _ | _ | 0 | 0
_ | _ | _ | 0 | 0
_ | _ | _ | 0 | 0
_ | _ | _ | 0 | 0
_ | _ | _ | 0 | 0
_ | _ | _ | 0 | 0
_ | _ | _ | 0 | 0
_ | _ | _ | 0 | 0
_ | _ | _ | 0 | 0
_ | _ | _ | 0 | 0
_ | _ | _ | 0 | 0
_ | _ | _ | 0 | 0
_ | _ | _ | 0 | 0
_ | _ | _ | 0 | 0
_ | _ | _ | 0 | 0
_ | _ | _ | 0 | 0
_ | _ | _ | 0 | 0
_ | _ | _ | 0 | 0
_ | _ | _ | 0 | 0
_ | _ | _ | 0 | 0
_ | _ | _ | 0 | 0
_ | _ | _ | 0 | 0
_ | _ | _ | 0 | 0
_ | _ | _ | 0 | 0
_ | _ | _ | 0 | 0
_ | _ | _ | 0 | 0
_ | _ | _ | 0 | 0
_ | _ | _ | 0 | 0
_ | _ | _ | 0 | 0
_ | _ | _ | 0 | 0
_ | _ | _ | 0 | 0
_ | _ | _ | 0 | 0
_ | _ | _ | 0 | 0
_ | _ | _ | 0 | 0
_ | _ | _ | 0 | 0
_ | _ | _ | 0 | 0
_ | _ | _ | 0 | 0
_ | _ | _ | 0 | 0
_ | _ | _ | 0 | 0
_ | _ | _ | 0 | 0
_ | _ | _ | 0 | 0
_ | _ | _ | 0 | 0
_ | _ | _ | 0 | 0
_ | _ | _ | 0 | 0
_ | _ | _ | 0 | 0
_ | _ | _ | 0 | 0
_ | _ | _ | 0 | 0
_ | _ | _ | 0 | 0
_ | _ | _ | 0 | 0
_ | _ | _ | 0 | 0
_ | _ | _ | 0 | 0
_ | _ | _ | 0 | 0
_ | _ | _ | 0 | 0
_ | _ | _ | 0 | 0
_ | _ | _ | 0 | 0
_ | _ | _ | 0 | 0
_ | _ | _ | 0 | 0
_ | _ | _ | 0 | 0
_ | _ | _ | 0 | 0
_ | _ | _ | 0 | 0
_ | _ | _ | 0 | 0
_ | _ | _ | 0 | 0
_ | _ | _ | 0 | 0
_ | _ | _ | 0 | 0
_ | _ | _ | 0 | 0
_ | _ | _ | 0 | 0
_ | _ | _ | 0 | 0
_ | _ | _ | 0 | 0
_ | _ | _ | 0 | 0
_ | _ | _ | 0 | 0
_ | _ | _ | 0 | 0
_ | _ | _ | 0 | 0
_ | _ | _ | 0 | 0
_ | _ | _ | 0 | 0
_ | _ | _ | 0 | 0
_ | _ | _ | 0 | 0
_ | _ | _ | 0 | 0
_ | _ | _ | 0 | 0
_ | _ | _ | 0 | 0
_ | _ | _ | 0 | 0
_ | _ | _ | 0 | 0
_ | _ | _ | 0 | 0
_ | _ | _ | 0 | 0
_ | _ | _ | 0 | 0
_ | _ | _ | 0 | 0
_ | _ | _ | 0 | 0
_ | _ | _ | 0 | 0
_ | _ | _ | 0 | 0
_ | _ | _ | 0 | 0
_ | _ | _ | 0 | 0
_ | _ | _ | 0 | 0
_ | _ | _ | 0 | 0
_ | _ | _ | 0 | 0
_ | _ | _ | 0 | 0
_ | _ | _ | 0 | 0
_ | _ | _ | 0 | 0
_ | _ | _ | 0 | 0
_ | _ | _ | 0 | 0
_ | _ | _ | 0 | 0
_ | _ | _ | 0 | 0
_ | _ | _ | 0 | 0
_ | _ | _ | 0 | 0
_ | _ | _ | 0 | 0
_ | _ | _ | 0 | 0
_ | _ | _ | 0 | 0
_ | _ | _ | 0 | 0
_ | _ | _ | 0 | 0
_ | _ | _ | 0 | 0
_ | _ | _ | 0 | 0
_ | _ | _ | 0 | 0
_ | _ | _ | 0 | 0
_ | _ | _ | 0 | 0
_ | _ | _ | 0 | 0
_ | _ | _ | 0 | 0
_ | _ | _ | 0 | 0
_ | _ | _ | 0 | 0
_ | _ | _ | 0 | 0
_ | _ | _ | 0 | 0
_ | _ | _ | 0 | 0
_ | _ | _ | 0 | 0
_ | _ | _ | 0 | 0
_ | _ | _ | 0 | 0
_ | _ | _ | 0 | 0
_ | _ | _ | 0 | 0
_ | _ | _ | 0 | 0
_ | _ | _ | 0 | 0
_ | _ | _ | 0 | 0
_ | _ | _ | 0 | 0
_ | _ | _ | 0 | 0
_ | _ | _ | 0 | 0
_ | _ | _ | 0 | 0
_ | _ | _ | 0 | 0
_ | _ | _ | 0 | 0
_ | _ | _ | 0 | 0
_ | _ | _ | 0 | 0
_ | _ | _ | 0 | 0
_ | _ | _ | 0 | 0
_ | _ | _ | 0 | 0
_ | _ | _ | 0 | 0
_ | _ | _ | 0 | 0
_ | _ | _ | 0 | 0
_ | _ | _ | 0 | 0
_ | _ | _ | 0 | 0
_ | _ | _ | 0 | 0
_ | _ | _ | 0 | 0
_ | _ | _ | 0 | 0
_ | _ | _ | 0 | 0
_ | _ | _ | 0 | 0
_ | _ | _ | 0 | 0
_ | _ | _ | 0 | 0
_ | _ | _ | 0 | 0
_ | _ | _ | 0 | 0
_ | _ | _ | 0 | 0
_ | _ | _ | 0 | 0
_ | _ | _ | 0 | 0
_ | _ | _ | 0 | 0
_ | _ | _ | 0 | 0
_ | _ | _ | 0 | 0
_ | _ | _ | 0 | 0
_ | _ | _ | 0 | 0
_ | _ | _ | 0 | 0
_ | _ | _ | 0 | 0
_ | _ | _ | 0 | 0
_ | _ | _ | 0 | 0
_ | _ | _ | 0 | 0
_ | _ | _ | 0 | 0
_ | _ | _ | 0 | 0
_ | _ | _ | 0 | 0
_ | _ | _ | 0 | 0
_ | _ | _ | 0 | 0
_ | _ | _ | 0 | 0
_ | _ | _ | 0 | 0
_ | _ | _ | 0 | 0
_ | _ | _ | 0 | 0
_ | _ | _ | 0 | 0
_ | _ | _ | 0 | 0
_ | _ | _ | 0 | 0
_ | _ | _ | 0 | 0
_ | _ | _ | 0 | 0
_ | _ | _ | 0 | 0
_ | _ | _ | 0 | 0
_ | _ | _ | 0 | 0
_ | _ | _ | 0 | 0
_ | _ | _ | 0 | 0
_ | _ | _ | 0 | 0
_ | _ | _ | 0 | 0
_ | _ | _ | 0 | 0
_ | _ | _ | 0 | 0
_ | _ | _ | 0 | 0
_ | _ | _ | 0 | 0
_ | _ | _ | 0 | 0
_ | _ | _ | 0 | 0
_ | _ | _ | 0 | 0
_ | _ | _ | 0 | 0
_ | _ | _ | 0 | 0
_ | _ | _ | 0 | 0
_ | _ | _ | 0 | 0
_ | _ | _ | 0 | 0
_ | _ | _ | 0 | 0
_ | _ | _ | 0 | 0
_ | _ | _ | 0 | 0
_ | _ | _ | 0 | 0
_ | _ | _ | 0 | 0
_ | _ | _ | 0 | 0
_ | _ | _ | 0 | 0
_ | _ | _ | 0 | 0
_ | _ | _ | 0 | 0
_ | _ | _ | 0 | 0
_ | _ | _ | 0 | 0
_ | _ | _ | 0 | 0
_ | _ | _ | 0 | 0
_ | _ | _ | 0 | 0
_ | _ | _ | 0 | 0
_ | _ | _ | 0 | 0
_ | _ | _ | 0 | 0
_ | _ | _ | 0 | 0
_ | _ | _ | 0 | 0
_ | _ | _ | 0 | 0
_ | _ | _ | 0 | 0
_ | _ | _ | 0 | 0
_ | _ | _ | 0 | 0
_ | _ | _ | 0 | 0
_ | _ | _ | 0 | 0
_ | _ | _ | 0 | 0
_ | _ | _ | 0 | 0
_ | _ | _ | 0 | 0
_ | _ | _ | 0 | 0
_ | _ | _ | 0 | 0
_ | _ | _ | 0 | 0
_ | _ | _ | 0 | 0
_ | _ | _ | 0 | 0
_ | _ | _ | 0 | 0
_ | _ | _ | 0 | 0
_ | _ | _ | 0 | 0
_ | _ | _ | 0 | 0
_ | _ | _ | 0 | 0
_ | _ | _ | 0 | 0
_ | _ | _ | 0 | 0
_ | _ | _ | 0 | 0
_ | _ | _ | 0 | 0
_ | _ | _ | 0 | 0
_ | _ | _ | 0 | 0
_ | _ | _ | 0 | 0
_ | _ | _ | 0 | 0
_ | _ | _ | 0 | 0
_ | _ | _ | 0 | 0
_ | _ | _ | 0 | 0
_ | _ | _ | 0 | 0
_ | _ | _ | 0 | 0
_ | _ | _ | 0 | 0
_ | _ | _ | 0 | 0
_ | _ | _ | 0 | 0
_ | _ | _ | 0 | 0
_ | _ | _ | 0 | 0
_ | _ | _ | 0 | 0
_ | _ | _ | 0 | 0
_ | _ | _ | 0 | 0
_ | _ | _ | 0 | 0
_ | _ | _ | 0 | 0
_ | _ | _ | 0 | 0
_ | _ | _ | 0 | 0
_ | _ | _ | 0 | 0
_ | _ | _ | 0 | 0
_ | _ | _ | 0 | 0
_ | _ | _ | 0 | 0
_ | _ | _ | 0 | 0
_ | _ | _ | 0 | 0
_ | _ | _ | 0 | 0
_ | _ | _ | 0 | 0
_ | _ | _ | 0 | 0
_ | _ | _ | 0 | 0
_ | _ | _ | 0 | 0
_ | _ | _ | 0 | 0
_ | _ | _ | 0 | 0
_ | _ | _ | 0 | 0
_ | _ | _ | 0 | 0
_ | _ | _ | 0 | 0
_ | _ | _ | 0 | 0
_ | _ | _ | 0 | 0
_ | _ | _ | 0 | 0
_ | _ | _ | 0 | 0
_ | _ | _ | 0 | 0
_ | _ | _ | 0 | 0
_ | _ | _ | 0 | 0
_ | _ | _ | 0 | 0
_ | _ | _ | 0 | 0
_ | _ | _ | 0 | 0
_ | _ | _ | 0 | 0
_ | _ | _ | 0 | 0
_ | _ | _ | 0 | 0
_ | _ | _ | 0 | 0
_ | _ | _ | 0 | 0
_ | _ | _ | 0 | 0
_ | _ | _ | 0 | 0
_ | _ | _ | 0 | 0
_ | _ | _ | 0 | 0
_ | _ | _ | 0 | 0
_ | _ | _ | 0 | 0
_ | _ | _ | 0 | 0
_ | _ | _ | 0 | 0
_ | _ | _ | 0 | 0
_ | _ | _ | 0 | 0
_ | _ | _ | 0 | 0
_ | _ | _ | 0 | 0
_ | _ | _ | 0 | 0
_ | _ | _ | 0 | 0
_ | _ | _ | 0 | 0
_ | _ | _ | 0 | 0
_ | _ | _ | 0 | 0
_ | _ | _ | 0 | 0
_ | _ | _ | 0 | 0
_ | _ | _ | 0 | 0
_ | _ | _ | 0 | 0
_ | _ | _ | 0 | 0
_ | _ | _ | 0 | 0
_ | _ | _ | 0 | 0
_ | _ | _ | 0 | 0
_ | _ | _ | 0 | 0
_ | _ | _ | 0 | 0
_ | _ | _ | 0 | 0
_ | _ | _ | 0 | 0
_ | _ | _ | 0 | 0
_ | _ | _ | 0 | 0
_ | _ | _ | 0 | 0
_ | _ | _ | 0 | 0
_ | _ | _ | 0 | 0
_ | _ | _ | 0 | 0
_ | _ | _ | 0 | 0
_ | _ | _ | 0 | 0
_ | _ | _ | 0 | 0
_ | _ | _ | 0 | 0
_ | _ | _ | 0 | 0
_ | _ | _ | 0 | 0
_ | _ | _ | 0 | 0
_ | _ | _ | 0 | 0
_ | _ | _ | 0 | 0
_ | _ | _ | 0 | 0
_ | _ | _ | 0 | 0
_ | _ | _ | 0 | 0
_ | _ | _ | 0 | 0
_ | _ | _ | 0 | 0
_ | _ | _ | 0 | 0
_ | _ | _ | 0 | 0
_ | _ | _ | 0 | 0
_ | _ | _ | 0 | 0
_ | _ | _ | 0 | 0
_ | _ | _ | 0 | 0
_ | _ | _ | 0 | 0
_ | _ | _ | 0 | 0
_ | _ | _ | 0 | 0
_ | _ | _ | 0 | 0
_ | _ | _ | 0 | 0
_ | _ | _ | 0 | 0
_ | _ | _ | 0 | 0
_ | _ | _ | 0 | 0
_ | _ | _ | 0 | 0
_ | _ | _ | 0 | 0
_ | _ | _ | 0 | 0
_ | _ | _ | 0 | 0
_ | _ | _ | 0 | 0
_ | _ | _ | 0 | 0
_ | _ | _ | 0 | 0
_ | _ | _ | 0 | 0
_ | _ | _ | 0 | 0
_ | _ | _ | 0 | 0
_ | _ | _ | 0 | 0
_ | _ | _ | 0 | 0
_ | _ | _ | 0 | 0
_ | _ | _ | 0 | 0
_ | _ | _ | 0 | 0
_ | _ | _ | 0 | 0
_ | _ | _ | 0 | 0
_ | _ | _ | 0 | 0
_ | _ | _ | 0 | 0
_ | _ | _ | 0 | 0
_ | _ | _ | 0 | 0
_ | _ | _ | 0 | 0
_ | _ | _ | 0 | 0
_ | _ | _ | 0 | 0
_ | _ | _ | 0 | 0
_ | _ | _ | 0 | 0
_ | _ | _ | 0 | 0
_ | _ | _ | 0 | 0
_ | _ | _ | 0 | 0
_ | _ | _ | 0 | 0
_ | _ | _ | 0 | 0
_ | _ | _ | 0 | 0
_ | _ | _ | 0 | 0
_ | _ | _ | 0 | 0
_ | _ | _ | 0 | 0
_ | _ | _ | 0 | 0
_ | _ | _ | 0 | 0
_ | _ | _ | 0 | 0
_ | _ | _ | 0 | 0
_ | _ | _ | 0 | 0
_ | _ | _ | 0 | 0
_ | _ | _ | 0 | 0
_ | _ | _ | 0 | 0
_ | _ | _ | 0 | 0
_ | _ | _ | 0 | 0
_ | _ | _ | 0 | 0
_ | _ | _ | 0 | 0
_ | _ | _ | 0 | 0
_ | _ | _ | 0 | 0
_ | _ | _ | 0 | 0
_ | _ | _ | 0 | 0
_ | _ | _ | 0 | 0
_ | _ | _ | 0 | 0
_ | _ | _ | 0 | 0
_ | _ | _ | 0 | 0
_ | _ | _ | 0 | 0
_ | _ | _ | 0 | 0
_ | _ | _ | 0 | 0
_ | _ | _ | 0 | 0
_ | _ | _ | 0 | 0
_ | _ | _ | 0 | 0
_ | _ | _ | 0 | 0
_ | _ | _ | 0 | 0
_ | _ | _ | 0 | 0
_ | _ | _ | 0 | 0
_ | _ | _ | 0 | 0
_ | _ | _ | 0 | 0
_ | _ | _ | 0 | 0
_ | _ | _ | 0 | 0
_ | _ | _ | 0 | 0
_ | _ | _ | 0 | 0
_ | _ | _ | 0 | 0
_ | _ | _ | 0 | 0
_ | _ | _ | 0 | 0
_ | _ | _ | 0 | 0
_ | _ | _ | 0 | 0
_ | _ | _ | 0 | 0
_ | _ | _ | 0 | 0
_ | _ | _ | 0 | 0
_ | _ | _ | 0 | 0
_ | _ | _ | 0 | 0
_ | _ | _ | 0 | 0
_ | _ | _ | 0 | 0
_ | _ | _ | 0 | 0
_ | _ | _ | 0 | 0
_ | _ | _ | 0 | 0
_ | _ | _ | 0 | 0
_ | _ | _ | 0 | 0
_ | _ | _ | 0 | 0
_ | _ | _ | 0 | 0
_ | _ | _ | 0 | 0
_ | _ | _ | 0 | 0
_ | _ | _ | 0 | 0
_ | _ | _ | 0 | 0
_ | _ | _ | 0 | 0
_ | _ | _ | 0 | 0
_ | _ | _ | 0 | 0
_ | _ | _ | 0 | 0
_ | _ | _ | 0 | 0
_ | _ | _ | 0 | 0
_ | _ | _ | 0 | 0
_ | _ | _ | 0 | 0
_ | _ | _ | 0 | 0
_ | _ | _ | 0 | 0
_ | _ | _ | 0 | 0
_ | _ | _ | 0 | 0
_ | _ | _ | 0 | 0
_ | _ | _ | 0 | 0
_ | _ | _ | 0 | 0
_ | _ | _ | 0 | 0
_ | _ | _ | 0 | 0
_ | _ | _ | 0 | 0
_ | _ | _ | 0 | 0
_ | _ | _ | 0 | 0
_ | _ | _ | 0 | 0
_ | _ | _ | 0 | 0
_ | _ | _ | 0 | 0
_ | _ | _ | 0 | 0
_ | _ | _ | 0 | 0
_ | _ | _ | 0 | 0
_ | _ | _ | 0 | 0
_ | _ | _ | 0 | 0
_ | _ | _ | 0 | 0
_ | _ | _ | 0 | 0
_ | _ | _ | 0 | 0
_ | _ | _ | 0 | 0
_ | _ | _ | 0 | 0
_ | _ | _ | 0 | 0
_ | _ | _ | 0 | 0
_ | _ | _ | 0 | 0
_ | _ | _ | 0 | 0
_ | _ | _ | 0 | 0
_ | _ | _ | 0 | 0
_ | _ | _ | 0 | 0
_ | _ | _ | 0 | 0
_ | _ | _ | 0 | 0
_ | _ | _ | 0 | 0
_ | _ | _ | 0 | 0
_ | _ | _ | 0 | 0
_ | _ | _ | 0 | 0
_ | _ | _ | 0 | 0
_ | _ | _ | 0 | 0
_ | _ | _ | 0 | 0
_ | _ | _ | 0 | 0
_ | _ | _ | 0 | 0
_ | _ | _ | 0 | 0
_ | _ | _ | 0 | 0
_ | _ | _ | 0 | 0
_ | _ | _ | 0 | 0
_ | _ | _ | 0 | 0
_ | _ | _ | 0 | 0
_ | _ | _ | 0 | 0
_ | _ | _ | 0 | 0
_ | _ | _ | 0 | 0
_ | _ | _ | 0 | 0
_ | _ | _ | 0 | 0
_ | _ | _ | 0 | 0
_ | _ | _ | 0 | 0
_ | _ | _ | 0 | 0
_ | _ | _ | 0 | 0
_ | _ | _ | 0 | 0
_ | _ | _ | 0 | 0
_ | _ | _ | 0 | 0
_ | _ | _ | 0 | 0
_ | _ | _ | 0 | 0
_ | _ | _ | 0 | 0
_ | _ | _ | 0 | 0
_ | _ | _ | 0 | 0
_ | _ | _ | 0 | 0
_ | _ | _ | 0 | 0
_ | _ | _ | 0 | 0
_ | _ | _ | 0 | 0
_ | _ | _ | 0 | 0
_ | _ | _ | 0 | 0
_ | _ | _ | 0 | 0
_ | _ | _ | 0 | 0
_ | _ | _ | 0 | 0
_ | _ | _ | 0 | 0
_ | _ | _ | 0 | 0
_ | _ | _ | 0 | 0
_ | _ | _ | 0 | 0
_ | _ | _ | 0 | 0
_ | _ | _ | 0 | 0
_ | _ | _ | 0 | 0
_ | _ | _ | 0 | 0
_ | _ | _ | 0 | 0
_ | _ | _ | 0 | 0
_ | _ | _ | 0 | 0
_ | _ | _ | 0 | 0
_ | _ | _ | 0 | 0
_ | _ | _ | 0 | 0
_ | _ | _ | 0 | 0
_ | _ | _ | 0 | 0
_ | _ | _ | 0 | 0
_ | _ | _ | 0 | 0
_ | _ | _ | 0 | 0
_ | _ | _ | 0 | 0
_ | _ | _ | 0 | 0
_ | _ | _ | 0 | 0
_ | _ | _ | 0 | 0
_ | _ | _ | 0 | 0
_ | _ | _ | 0 | 0
_ | _ | _ | 0 | 0
_ | _ | _ | 0 | 0
_ | _ | _ | 0 | 0
_ | _ | _ | 0 | 0
_ | _ | _ | 0 | 0
_ | _ | _ | 0 | 0
_ | _ | _ | 0 | 0
_ | _ | _ | 0 | 0
_ | _ | _ | 0 | 0
_ | _ | _ | 0 | 0
_ | _ | _ | 0 | 0
_ | _ | _ | 0 | 0
_ | _ | _ | 0 | 0
_ | _ | _ | 0 | 0
_ | _ | _ | 0 | 0
_ | _ | _ | 0 | 0
_ | _ | _ | 0 | 0
_ | _ | _ | 0 | 0
_ | _ | _ | 0 | 0
_ | _ | _ | 0 | 0
_ | _ | _ | 0 | 0
_ | _ | _ | 0 | 0
_ | _ | _ | 0 | 0
_ | _ | _ | 0 | 0
_ | _ | _ | 0 | 0
_ | _ | _ | 0 | 0
_ | _ | _ | 0 | 0
_ | _ | _ | 0 | 0
_ | _ | _ | 0 | 0
_ | _ | _ | 0 | 0
_ | _ | _ | 0 | 0
_ | _ | _ | 0 | 0
_ | _ | _ | 0 | 0
_ | _ | _ | 0 | 0
_ | _ | _ | 0 | 0
_ | _ | _ | 0 | 0
_ | _ | _ | 0 | 0
_ | _ | _ | 0 | 0
_ | _ | _ | 0 | 0
_ | _ | _ | 0 | 0
_ | _ | _ | 0 | 0
_ | _ | _ | 0 | 0
_ | _ | _ | 0 | 0
_ | _ | _ | 0 | 0
_ | _ | _ | 0 | 0
_ | _ | _ | 0 | 0
_ | _ | _ | 0 | 0
_ | _ | _ | 0 | 0
_ | _ | _ | 0 | 0
_ | _ | _ | 0 | 0
_ | _ | _ | 0 | 0
_ | _ | _ | 0 | 0
_ | _ | _ | 0 | 0
_ | _ | _ | 0 | 0
_ | _ | _ | 0 | 0
_ | _ | _ | 0 | 0
_ | _ | _ | 0 | 0
_ | _ | _ | 0 | 0
_ | _ | _ | 0 | 0
_ | _ | _ | 0 | 0
_ | _ | _ | 0 | 0
_ | _ | _ | 0 | 0
_ | _ | _ | 0 | 0
_ | _ | _ | 0 | 0
_ | _ | _ | 0 | 0
_ | _ | _ | 0 | 0
_ | _ | _ | 0 | 0
_ | _ | _ | 0 | 0
_ | _ | _ | 0 | 0
_ | _ | _ | 0 | 0
_ | _ | _ | 0 | 0
_ | _ | _ | 0 | 0
_ | _ | _ | 0 | 0
_ | _ | _ | 0 | 0
_ | _ | _ | 0 | 0
_ | _ | _ | 0 | 0
_ | _ | _ | 0 | 0
_ | _ | _ | 0 | 0
_ | _ | _ | 0 | 0
_ | _ | _ | 0 | 0
_ | _ | _ | 0 | 0
_ | _ | _ | 0 | 0
_ | _ | _ | 0 | 0
_ | _ | _ | 0 | 0
_ | _ | _ | 0 | 0
_ | _ | _ | 0 | 0
_ | _ | _ | 0 | 0
_ | _ | _ | 0 | 0
_ | _ | _ | 0 | 0
_ | _ | _ | 0 | 0
_ | _ | _ | 0 | 0
_ | _ | _ | 0 | 0
_ | _ | _ | 0 | 0
_ | _ | _ | 0 | 0
_ | _ | _ | 0 | 0
_ | _ | _ | 0 | 0
_ | _ | _ | 0 | 0
_ | _ | _ | 0 | 0
_ | _ | _ | 0 | 0
_ | _ | _ | 0 | 0
_ | _ | _ | 0 | 0
_ | _ | _ | 0 | 0
_ | _ | _ | 0 | 0
_ | _ | _ | 0 | 0
_ | _ | _ | 0 | 0
_ | _ | _ | 0 | 0
_ | _ | _ | 0 | 0
_ | _ | _ | 0 | 0
_ | _ | _ | 0 | 0
_ | _ | _ | 0 | 0
_ | _ | _ | 0 | 0
_ | _ | _ | 0 | 0
_ | _ | _ | 0 | 0
_ | _ | _ | 0 | 0
_ | _ | _ | 0 | 0
_ | _ | _ | 0 | 0
_ | _ | _ | 0 | 0
_ | _ | _ | 0 | 0
_ | _ | _ | 0 | 0
_ | _ | _ | 0 | 0
_ | _ | _ | 0 | 0
_ | _ | _ | 0 | 0
_ | _ | _ | 0 | 0
_ | _ | _ | 0 | 0
_ | _ | _ | 0 | 0
_ | _ | _ | 0 | 0
_ | _ | _ | 0 | 0
_ | _ | _ | 0 | 0
_ | _ | _ | 0 | 0
_ | _ | _ | 0 | 0
_ | _ | _ | 0 | 0
_ | _ | _ | 0 | 0
_ | _ | _ | 0 | 0
_ | _ | _ | 0 | 0
_ | _ | _ | 0 | 0
_ | _ | _ | 0 | 0
_ | _ | _ | 0 | 0
_ | _ | _ | 0 | 0
_ | _ | _ | 0 | 0
_ | _ | _ | 0 | 0
_ | _ | _ | 0 | 0
_ | _ | _ | 0 | 0
_ | _ | _ | 0 | 0
_ | _ | _ | 0 | 0
_ | _ | _ | 0 | 0
_ | _ | _ | 0 | 0
_ | _ | _ | 0 | 0
_ | _ | _ | 0 | 0
_ | _ | _ | 0 | 0
_ | _ | _ | 0 | 0
_ | _ | _ | 0 | 0
_ | _ | _ | 0 | 0
_ | _ | _ | 0 | 0
_ | _ | _ | 0 | 0
_ | _ | _ | 0 | 0
_ | _ | _ | 0 | 0
_ | _ | _ | 0 | 0
_ | _ | _ | 0 | 0
_ | _ | _ | 0 | 0
_ | _ | _ | 0 | 0
_ | _ | _ | 0 | 0
_ | _ | _ | 0 | 0
_ | _ | _ | 0 | 0
_ | _ | _ | 0 | 0
_ | _ | _ | 0 | 0
_ | _ | _ | 0 | 0
_ | _ | _ | 0 | 0
_ | _ | _ | 0 | 0
_ | _ | _ | 0 | 0
_ | _ | _ | 0 | 0
_ | _ | _ | 0 | 0
_ | _ | _ | 0 | 0
_ | _ | _ | 0 | 0
_ | _ | _ | 0 | 0
_ | _ | _ | 0 | 0
_ | _ | _ | 0 | 0
_ | _ | _ | 0 | 0
_ | _ | _ | 0 | 0
_ | _ | _ | 0 | 0
_ | _ | _ | 0 | 0
_ | _ | _ | 0 | 0
_ | _ | _ | 0 | 0
_ | _ | _ | 0 | 0
_ | _ | _ | 0 | 0
_ | _ | _ | 0 | 0
_ | _ | _ | 0 | 0
_ | _ | _ | 0 | 0
_ | _ | _ | 0 | 0
_ | _ | _ | 0 | 0
_ | _ | _ | 0 | 0
_ | _ | _ | 0 | 0
_ | _ | _ | 0 | 0
_ | _ | _ | 0 | 0
_ | _ | _ | 0 | 0
_ | _ | _ | 0 | 0
_ | _ | _ | 0 | 0
_ | _ | _ | 0 | 0
_ | _ | _ | 0 | 0
_ | _ | _ | 0 | 0
_ | _ | _ | 0 | 0
_ | _ | _ | 0 | 0
_ | _ | _ | 0 | 0
_ | _ | _ | 0 | 0
_ | _ | _ | 0 | 0
_ | _ | _ | 0 | 0
_ | _ | _ | 0 | 0
_ | _ | _ | 0 | 0
_ | _ | _ | 0 | 0
_ | _ | _ | 0 | 0
_ | _ | _ | 0 | 0
_ | _ | _ | 0 | 0
_ | _ | _ | 0 | 0
_ | _ | _ | 0 | 0
_ | _ | _ | 0 | 0
_ | _ | _ | 0 | 0
_ | _ | _ | 0 | 0
_ | _ | _ | 0 | 0
_ | _ | _ | 0 | 0
_ | _ | _ | 0 | 0
_ | _ | _ | 0 | 0
_ | _ | _ | 0 | 0
_ | _ | _ | 0 | 0
_ | _ | _ | 0 | 0
_ | _ | _ | 0 | 0
_ | _ | _ | 0 | 0
_ | _ | _ | 0 | 0
_ | _ | _ | 0 | 0
_ | _ | _ | 0 | 0
_ | _ | _ | 0 | 0
_ | _ | _ | 0 | 0
_ | _ | _ | 0 | 0
_ | _ | _ | 0 | 0
_ | _ | _ | 0 | 0
_ | _ | _ | 0 | 0
_ | _ | _ | 0 | 0
_ | _ | _ | 0 | 0
_ | _ | _ | 0 | 0
_ | _ | _ | 0 | 0
_ | _ | _ | 0 | 0
_ | _ | _ | 0 | 0
_ | _ | _ | 0 | 0
_ | _ | _ | 0 | 0
_ | _ | _ | 0 | 0
_ | _ | _ | 0 | 0
_ | _ | _ | 0 | 0
_ | _ | _ | 0 | 0
_ | _ | _ | 0 | 0
_ | _ | _ | 0 | 0
_ | _ | _ | 0 | 0
_ | _ | _ | 0 | 0
_ | _ | _ | 0 | 0
_ | _ | _ | 0 | 0
_ | _ | _ | 0 | 0
_ | _ | _ | 0 | 0
_ | _ | _ | 0 | 0
_ | _ | _ | 0 | 0
_ | _ | _ | 0 | 0
_ | _ | _ | 0 | 0
_ | _ | _ | 0 | 0
_ | _ | _ | 0 | 0
_ | _ | _ | 0 | 0
_ | _ | _ | 0 | 0
_ | _ | _ | 0 | 0
_ | _ | _ | 0 | 0
_ | _ | _ | 0 | 0
_ | _ | _ | 0 | 0
_ | _ | _ | 0 | 0
_ | _ | _ | 0 | 0
_ | _ | _ | 0 | 0
_ | _ | _ | 0 | 0
_ | _ | _ | 0 | 0
_ | _ | _ | 0 | 0
_ | _ | _ | 0 | 0
_ | _ | _ | 0 | 0
_ | _ | _ | 0 | 0
_ | _ | _ | 0 | 0
_ | _ | _ | 0 | 0
_ | _ | _ | 0 | 0
_ | _ | _ | 0 | 0
_ | _ | _ | 0 | 0
_ | _ | _ | 0 | 0
_ | _ | _ | 0 | 0
_ | _ | _ | 0 | 0
_ | _ | _ | 0 | 0
_ | _ | _ | 0 | 0
_ | _ | _ | 0 | 0
_ | _ | _ | 0 | 0
_ | _ | _ | 0 | 0
_ | _ | _ | 0 | 0
_ | _ | _ | 0 | 0
_ | _ | _ | 0 | 0
_ | _ | _ | 0 | 0
_ | _ | _ | 0 | 0
_ | _ | _ | 0 | 0
_ | _ | _ | 0 | 0
_ | _ | _ | 0 | 0
_ | _ | _ | 0 | 0
_ | _ | _ | 0 | 0
_ | _ | _ | 0 | 0
_ | _ | _ | 0 | 0
_ | _ | _ | 0 | 0
_ | _ | _ | 0 | 0
_ | _ | _ | 0 | 0
_ | _ | _ | 0 | 0
_ | _ | _ | 0 | 0
_ | _ | _ | 0 | 0
_ | _ | _ | 0 | 0
_ | _ | _ | 0 | 0
_ | _ | _ | 0 | 0
_ | _ | _ | 0 | 0
_ | _ | _ | 0 | 0
_ | _ | _ | 0 | 0
_ | _ | _ | 0 | 0
_ | _ | _ | 0 | 0
_ | _ | _ | 0 | 0
_ | _ | _ | 0 | 0
_ | _ | _ | 0 | 0
_ | _ | _ | 0 | 0
_ | _ | _ | 0 | 0
_ | _ | _ | 0 | 0
_ | _ | _ | 0 | 0
_ | _ | _ | 0 | 0
_ | _ | _ | 0 | 0
_ | _ | _ | 0 | 0
_ | _ | _ | 0 | 0
_ | _ | _ | 0 | 0
_ | _ | _ | 0 | 0
_ | _ | _ | 0 | 0
_ | _ | _ | 0 | 0
_ | _ | _ | 0 | 0
_ | _ | _ | 0 | 0
_ | _ | _ | 0 | 0
_ | _ | _ | 0 | 0
_ | _ | _ | 0 | 0
_ | _ | _ | 0 | 0
_ | _ | _ | 0 | 0
_ | _ | _ | 0 | 0
_ | _ | _ | 0 | 0
_ | _ | _ | 0 | 0
_ | _ | _ | 0 | 0
_ | _ | _ | 0 | 0
_ | _ | _ | 0 | 0
_ | _ | _ | 0 | 0
_ | _ | _ | 0 | 0
_ | _ | _ | 0 | 0
_ | _ | _ | 0 | 0
_ | _ | _ | 0 | 0
_ | _ | _ | 0 | 0
_ | _ | _ | 0 | 0
_ | _ | _ | 0 | 0
_ | _ | _ | 0 | 0
_ | _ | _ | 0 | 0
_ | _ | _ | 0 | 0
_ | _ | _ | 0 | 0
_ | _ | _ | 0 | 0
_ | _ | _ | 0 | 0
_ | _ | _ | 0 | 0
_ | _ | _ | 0 | 0
_ | _ | _ | 0 | 0
_ | _ | _ | 0 | 0
_ | _ | _ | 0 | 0
_ | _ | _ | 0 | 0
_ | _ | _ | 0 | 0
_ | _ | _ | 0 | 0
_ | _ | _ | 0 | 0
_ | _ | _ | 0 | 0
_ | _ | _ | 0 | 0
_ | _ | _ | 0 | 0
_ | _ | _ | 0 | 0
_ | _ | _ | 0 | 0
_ | _ | _ | 0 | 0
_ | _ | _ | 0 | 0
_ | _ | _ | 0 | 0
_ | _ | _ | 0 | 0
_ | _ | _ | 0 | 0
_ | _ | _ | 0 | 0
_ | _ | _ | 0 | 0
_ | _ | _ | 0 | 0
_ | _ | _ | 0 | 0
_ | _ | _ | 0 | 0
_ | _ | _ | 0 | 0
_ | _ | _ | 0 | 0
_ | _ | _ | 0 | 0
_ | _ | _ | 0 | 0
_ | _ | _ | 0 | 0
_ | _ | _ | 0 | 0
_ | _ | _ | 0 | 0
_ | _ | _ | 0 | 0
_ | _ | _ | 0 | 0
_ | _ | _ | 0 | 0
_ | _ | _ | 0 | 0
_ | _ | _ | 0 | 0
_ | _ | _ | 0 | 0
_ | _ | _ | 0 | 0
_ | _ | _ | 0 | 0
_ | _ | _ | 0 | 0
_ | _ | _ | 0 | 0
_ | _ | _ | 0 | 0
_ | _ | _ | 0 | 0
_ | _ | _ | 0 | 0
_ | _ | _ | 0 | 0
_ | _ | _ | 0 | 0
_ | _ | _ | 0 | 0
_ | _ | _ | 0 | 0
_ | _ | _ | 0 | 0
_ | _ | _ | 0 | 0
_ | _ | _ | 0 | 0
_ | _ | _ | 0 | 0
_ | _ | _ | 0 | 0
_ | _ | _ | 0 | 0
_ | _ | _ | 0 | 0
_ | _ | _ | 0 | 0
_ | _ | _ | 0 | 0
_ | _ | _ | 0 | 0
_ | _ | _ | 0 | 0
_ | _ | _ | 0 | 0
_ | _ | _ | 0 | 0
_ | _ | _ | 0 | 0
_ | _ | _ | 0 | 0
_ | _ | _ | 0 | 0
_ | _ | _ | 0 | 0
_ | _ | _ | 0 | 0
_ | _ | _ | 0 | 0
_ | _ | _ | 0 | 0
_ | _ | _ | 0 | 0
_ | _ | _ | 0 | 0
_ | _ | _ | 0 | 0
_ | _ | _ | 0 | 0
_ | _ | _ | 0 | 0
_ | _ | _ | 0 | 0
_ | _ | _ | 0 | 0
_ | _ | _ | 0 | 0
_ | _ | _ | 0 | 0
_ | _ | _ | 0 | 0
_ | _ | _ | 0 | 0
_ | _ | _ | 0 | 0
_ | _ | _ | 0 | 0
_ | _ | _ | 0 | 0
_ | _ | _ | 0 | 0
_ | _ | _ | 0 | 0
_ | _ | _ | 0 | 0
_ | _ | _ | 0 | 0
_ | _ | _ | 0 | 0
_ | _ | _ | 0 | 0
_ | _ | _ | 0 | 0
_ | _ | _ | 0 | 0
_ | _ | _ | 0 | 0
_ | _ | _ | 0 | 0
_ | _ | _ | 0 | 0
_ | _ | _ | 0 | 0
_ | _ | _ | 0 | 0
_ | _ | _ | 0 | 0
_ | _ | _ | 0 | 0
_ | _ | _ | 0 | 0
_ | _ | _ | 0 | 0
_ | _ | _ | 0 | 0
_ | _ | _ | 0 | 0
_ | _ | _ | 0 | 0
_ | _ | _ | 0 | 0
_ | _ | _ | 0 | 0
_ | _ | _ | 0 | 0
_ | _ | _ | 0 | 0
_ | _ | _ | 0 | 0
_ | _ | _ | 0 | 0
_ | _ | _ | 0 | 0
_ | _ | _ | 0 | 0
_ | _ | _ | 0 | 0
_ | _ | _ | 0 | 0
_ | _ | _ | 0 | 0
_ | _ | _ | 0 | 0
_ | _ | _ | 0 | 0
_ | _ | _ | 0 | 0
_ | _ | _ | 0 | 0
_ | _ | _ | 0 | 0
_ | _ | _ | 0 | 0
_ | _ | _ | 0 | 0
_ | _ | _ | 0 | 0
_ | _ | _ | 0 | 0
_ | _ | _ | 0 | 0
_ | _ | _ | 0 | 0
_ | _ | _ | 0 | 0
_ | _ | _ | 0 | 0
_ | _ | _ | 0 | 0
_ | _ | _ | 0 | 0
_ | _ | _ | 0 | 0
_ | _ | _ | 0 | 0
_ | _ | _ | 0 | 0
_ | _ | _ | 0 | 0
_ | _ | _ | 0 | 0
_ | _ | _ | 0 | 0
_ | _ | _ | 0 | 0
_ | _ | _ | 0 | 0
_ | _ | _ | 0 | 0
_ | _ | _ | 0 | 0
_ | _ | _ | 0 | 0
_ | _ | _ | 0 | 0
_ | _ | _ | 0 | 0
_ | _ | _ | 0 | 0
_ | _ | _ | 0 | 0
_ | _ | _ | 0 | 0
_ | _ | _ | 0 | 0
_ | _ | _ | 0 | 0
_ | _ | _ | 0 | 0
_ | _ | _ | 0 | 0
_ | _ | _ | 0 | 0
_ | _ | _ | 0 | 0
_ | _ | _ | 0 | 0
_ | _ | _ | 0 | 0
_ | _ | _ | 0 | 0
_ | _ | _ | 0 | 0
_ | _ | _ | 0 | 0
_ | _ | _ | 0 | 0
_ | _ | _ | 0 | 0
_ | _ | _ | 0 | 0
_ | _ | _ | 0 | 0
_ | _ | _ | 0 | 0
_ | _ | _ | 0 | 0
_ | _ | _ | 0 | 0
_ | _ | _ | 0 | 0
_ | _ | _ | 0 | 0
_ | _ | _ | 0 | 0
_ | _ | _ | 0 | 0
_ | _ | _ | 0 | 0
_ | _ | _ | 0 | 0
_ | _ | _ | 0 | 0
_ | _ | _ | 0 | 0
_ | _ | _ | 0 | 0
_ | _ | _ | 0 | 0
_ | _ | _ | 0 | 0
_ | _ | _ | 0 | 0
_ | _ | _ | 0 | 0
_ | _ | _ | 0 | 0
_ | _ | _ | 0 | 0
_ | _ | _ | 0 | 0
_ | _ | _ | 0 | 0
_ | _ | _ | 0 | 0
_ | _ | _ | 0 | 0
_ | _ | _ | 0 | 0
_ | _ | _ | 0 | 0
_ | _ | _ | 0 | 0
_ | _ | _ | 0 | 0
_ | _ | _ | 0 | 0
_ | _ | _ | 0 | 0
_ | _ | _ | 0 | 0
_ | _ | _ | 0 | 0
_ | _ | _ | 0 | 0
_ | _ | _ | 0 | 0
_ | _ | _ | 0 | 0
_ | _ | _ | 0 | 0
_ | _ | _ | 0 | 0
_ | _ | _ | 0 | 0
_ | _ | _ | 0 | 0
_ | _ | _ | 0 | 0
_ | _ | _ | 0 | 0
_ | _ | _ | 0 | 0
_ | _ | _ | 0 | 0
_ | _ | _ | 0 | 0
_ | _ | _ | 0 | 0
_ | _ | _ | 0 | 0
_ | _ | _ | 0 | 0
_ | _ | _ | 0 | 0
_ | _ | _ | 0 | 0
_ | _ | _ | 0 | 0
_ | _ | _ | 0 | 0
_ | _ | _ | 0 | 0
_ | _ | _ | 0 | 0
_ | _ | _ | 0 | 0
_ | _ | _ | 0 | 0
_ | _ | _ | 0 | 0
_ | _ | _ | 0 | 0
_ | _ | _ | 0 | 0
_ | _ | _ | 0 | 0
_ | _ | _ | 0 | 0
_ | _ | _ | 0 | 0
_ | _ | _ | 0 | 0
_ | _ | _ | 0 | 0
_ | _ | _ | 0 | 0
_ | _ | _ | 0 | 0
_ | _ | _ | 0 | 0
_ | _ | _ | 0 | 0
_ | _ | _ | 0 | 0
_ | _ | _ | 0 | 0
_ | _ | _ | 0 | 0
_ | _ | _ | 0 | 0
_ | _ | _ | 0 | 0
_ | _ | _ | 0 | 0
_ | _ | _ | 0 | 0
_ | _ | _ | 0 | 0
_ | _ | _ | 0 | 0
_ | _ | _ | 0 | 0
_ | _ | _ | 0 | 0
_ | _ | _ | 0 | 0
_ | _ | _ | 0 | 0
_ | _ | _ | 0 | 0
_ | _ | _ | 0 | 0
_ | _ | _ | 0 | 0
_ | _ | _ | 0 | 0
_ | _ | _ | 0 | 0
_ | _ | _ | 0 | 0
_ | _ | _ | 0 | 0
_ | _ | _ | 0 | 0
_ | _ | _ | 0 | 0
_ | _ | _ | 0 | 0
_ | _ | _ | 0 | 0
_ | _ | _ | 0 | 0
_ | _ | _ | 0 | 0
_ | _ | _ | 0 | 0
_ | _ | _ | 0 | 0
_ | _ | _ | 0 | 0
_ | _ | _ | 0 | 0
_ | _ | _ | 0 | 0
_ | _ | _ | 0 | 0
_ | _ | _ | 0 | 0
_ | _ | _ | 0 | 0
_ | _ | _ | 0 | 0
_ | _ | _ | 0 | 0
_ | _ | _ | 0 | 0
_ | _ | _ | 0 | 0
_ | _ | _ | 0 | 0
_ | _ | _ | 0 | 0
_ | _ | _ | 0 | 0
_ | _ | _ | 0 | 0
_ | _ | _ | 0 | 0
_ | _ | _ | 0 | 0
_ | _ | _ | 0 | 0
_ | _ | _ | 0 | 0
_ | _ | _ | 0 | 0
_ | _ | _ | 0 | 0
_ | _ | _ | 0 | 0
_ | _ | _ | 0 | 0
_ | _ | _ | 0 | 0
_ | _ | _ | 0 | 0
_ | _ | _ | 0 | 0
_ | _ | _ | 0 | 0
_ | _ | _ | 0 | 0
_ | _ | _ | 0 | 0
_ | _ | _ | 0 | 0
_ | _ | _ | 0 | 0
_ | _ | _ | 0 | 0
_ | _ | _ | 0 | 0
_ | _ | _ | 0 | 0
_ | _ | _ | 0 | 0
_ | _ | _ | 0 | 0
_ | _ | _ | 0 | 0
_ | _ | _ | 0 | 0
_ | _ | _ | 0 | 0
_ | _ | _ | 0 | 0
_ | _ | _ | 0 | 0
_ | _ | _ | 0 | 0
_ | _ | _ | 0 | 0
_ | _ | _ | 0 | 0
_ | _ | _ | 0 | 0
_ | _ | _ | 0 | 0
_ | _ | _ | 0 | 0
_ | _ | _ | 0 | 0
_ | _ | _ | 0 | 0
_ | _ | _ | 0 | 0
_ | _ | _ | 0 | 0
_ | _ | _ | 0 | 0
_ | _ | _ | 0 | 0
_ | _ | _ | 0 | 0
_ | _ | _ | 0 | 0
_ | _ | _ | 0 | 0
_ | _ | _ | 0 | 0
_ | _ | _ | 0 | 0
_ | _ | _ | 0 | 0
_ | _ | _ | 0 | 0
_ | _ | _ | 0 | 0
_ | _ | _ | 0 | 0
_ | _ | _ | 0 | 0
_ | _ | _ | 0 | 0
_ | _ | _ | 0 | 0
_ | _ | _ | 0 | 0
_ | _ | _ | 0 | 0
_ | _ | _ | 0 | 0
_ | _ | _ | 0 | 0
_ | _ | _ | 0 | 0
_ | _ | _ | 0 | 0
_ | _ | _ | 0 | 0
_ | _ | _ | 0 | 0
_ | _ | _ | 0 | 0
_ | _ | _ | 0 | 0
_ | _ | _ | 0 | 0
_ | _ | _ | 0 | 0
_ | _ | _ | 0 | 0
_ | _ | _ | 0 | 0
_ | _ | _ | 0 | 0
_ | _ | _ | 0 | 0
_ | _ | _ | 0 | 0
_ | _ | _ | 0 | 0
_ | _ | _ | 0 | 0
_ | _ | _ | 0 | 0
_ | _ | _ | 0 | 0
_ | _ | _ | 0 | 0
_ | _ | _ | 0 | 0
_ | _ | _ | 0 | 0
_ | _ | _ | 0 | 0
_ | _ | _ | 0 | 0
_ | _ | _ | 0 | 0
_ | _ | _ | 0 | 0
_ | _ | _ | 0 | 0
_ | _ | _ | 0 | 0
_ | _ | _ | 0 | 0
_ | _ | _ | 0 | 0
_ | _ | _ | 0 | 0
_ | _ | _ | 0 | 0
_ | _ | _ | 0 | 0
_ | _ | _ | 0 | 0
_ | _ | _ | 0 | 0
_ | _ | _ | 0 | 0
_ | _ | _ | 0 | 0
_ | _ | _ | 0 | 0
_ | _ | _ | 0 | 0
_ | _ | _ | 0 | 0
_ | _ | _ | 0 | 0
_ | _ | _ | 0 | 0
_ | _ | _ | 0 | 0
_ | _ | _ | 0 | 0
_ | _ | _ | 0 | 0
_ | _ | _ | 0 | 0
_ | _ | _ | 0 | 0
_ | _ | _ | 0 | 0
_ | _ | _ | 0 | 0
_ | _ | _ | 0 | 0
_ | _ | _ | 0 | 0
_ | _ | _ | 0 | 0
_ | _ | _ | 0 | 0
_ | _ | _ | 0 | 0
_ | _ | _ | 0 | 0
_ | _ | _ | 0 | 0
_ | _ | _ | 0 | 0
_ | _ | _ | 0 | 0
_ | _ | _ | 0 | 0
_ | _ | _ | 0 | 0
_ | _ | _ | 0 | 0
_ | _ | _ | 0 | 0
_ | _ | _ | 0 | 0
_ | _ | _ | 0 | 0
_ | _ | _ | 0 | 0
_ | _ | _ | 0 | 0
_ | _ | _ | 0 | 0
_ | _ | _ | 0 | 0
_ | _ | _ | 0 | 0
_ | _ | _ | 0 | 0
_ | _ | _ | 0 | 0
_ | _ | _ | 0 | 0
_ | _ | _ | 0 | 0
_ | _ | _ | 0 | 0
_ | _ | _ | 0 | 0
_ | _ | _ | 0 | 0
_ | _ | _ | 0 | 0
_ | _ | _ | 0 | 0
_ | _ | _ | 0 | 0
_ | _ | _ | 0 | 0
_ | _ | _ | 0 | 0
_ | _ | _ | 0 | 0
_ | _ | _ | 0 | 0
_ | _ | _ | 0 | 0
_ | _ | _ | 0 | 0
_ | _ | _ | 0 | 0
_ | _ | _ | 0 | 0
_ | _ | _ | 0 | 0
_ | _ | _ | 0 | 0
_ | _ | _ | 0 | 0
_ | _ | _ | 0 | 0
_ | _ | _ | 0 | 0
_ | _ | _ | 0 | 0
_ | _ | _ | 0 | 0
_ | _ | _ | 0 | 0
_ | _ | _ | 0 | 0
_ | _ | _ | 0 | 0
_ | _ | _ | 0 | 0
_ | _ | _ | 0 | 0
_ | _ | _ | 0 | 0
_ | _ | _ | 0 | 0
_ | _ | _ | 0 | 0
_ | _ | _ | 0 | 0
_ | _ | _ | 0 | 0
_ | _ | _ | 0 | 0
_ | _ | _ | 0 | 0
_ | _ | _ | 0 | 0
_ | _ | _ | 0 | 0
_ | _ | _ | 0 | 0
_ | _ | _ | 0 | 0
_ | _ | _ | 0 | 0
_ | _ | _ | 0 | 0
_ | _ | _ | 0 | 0
_ | _ | _ | 0 | 0
_ | _ | _ | 0 | 0
_ | _ | _ | 0 | 0
_ | _ | _ | 0 | 0
_ | _ | _ | 0 | 0
_ | _ | _ | 0 | 0
_ | _ | _ | 0 | 0
_ | _ | _ | 0 | 0
_ | _ | _ | 0 | 0
_ | _ | _ | 0 | 0
_ | _ | _ | 0 | 0
_ | _ | _ | 0 | 0
_ | _ | _ | 0 | 0
_ | _ | _ | 0 | 0
_ | _ | _ | 0 | 0
_ | _ | _ | 0 | 0
_ | _ | _ | 0 | 0
_ | _ | _ | 0 | 0
_ | _ | _ | 0 | 0
_ | _ | _ | 0 | 0
_ | _ | _ | 0 | 0
_ | _ | _ | 0 | 0
_ | _ | _ | 0 | 0
_ | _ | _ | 0 | 0
_ | _ | _ | 0 | 0
_ | _ | _ | 0 | 0
_ | _ | _ | 0 | 0
_ | _ | _ | 0 | 0
_ | _ | _ | 0 | 0
_ | _ | _ | 0 | 0
_ | _ | _ | 0 | 0
_ | _ | _ | 0 | 0
_ | _ | _ | 0 | 0
_ | _ | _ | 0 | 0
_ | _ | _ | 0 | 0
_ | _ | _ | 0 | 0
_ | _ | _ | 0 | 0
_ | _ | _ | 0 | 0
_ | _ | _ | 0 | 0
_ | _ | _ | 0 | 0
_ | _ | _ | 0 | 0
_ | _ | _ | 0 | 0
_ | _ | _ | 0 | 0
_ | _ | _ | 0 | 0
_ | _ | _ | 0 | 0
_ | _ | _ | 0 | 0
_ | _ | _ | 0 | 0
_ | _ | _ | 0 | 0
_ | _ | _ | 0 | 0
_ | _ | _ | 0 | 0
_ | _ | _ | 0 | 0
_ | _ | _ | 0 | 0
_ | _ | _ | 0 | 0
_ | _ | _ | 0 | 0
_ | _ | _ | 0 | 0
_ | _ | _ | 0 | 0
_ | _ | _ | 0 | 0
_ | _ | _ | 0 | 0
_ | _ | _ | 0 | 0
_ | _ | _ | 0 | 0
_ | _ | _ | 0 | 0
_ | _ | _ | 0 | 0
_ | _ | _ | 0 | 0
_ | _ | _ | 0 | 0
_ | _ | _ | 0 | 0
_ | _ | _ | 0 | 0
_ | _ | _ | 0 | 0
_ | _ | _ | 0 | 0
_ | _ | _ | 0 | 0
_ | _ | _ | 0 | 0
_ | _ | _ | 0 | 0
_ | _ | _ | 0 | 0
_ | _ | _ | 0 | 0
_ | _ | _ | 0 | 0
_ | _ | _ | 0 | 0
_ | _ | _ | 0 | 0
_ | _ | _ | 0 | 0
_ | _ | _ | 0 | 0
_ | _ | _ | 0 | 0
_ | _ | _ | 0 | 0
_ | _ | _ | 0 | 0
_ | _ | _ | 0 | 0
_ | _ | _ | 0 | 0
_ | _ | _ | 0 | 0
_ | _ | _ | 0 | 0
_ | _ | _ | 0 | 0
_ | _ | _ | 0 | 0
_ | _ | _ | 0 | 0
_ | _ | _ | 0 | 0
_ | _ | _ | 0 | 0
_ | _ | _ | 0 | 0
_ | _ | _ | 0 | 0
_ | _ | _ | 0 | 0
_ | _ | _ | 0 | 0
_ | _ | _ | 0 | 0
_ | _ | _ | 0 | 0
_ | _ | _ | 0 | 0
_ | _ | _ | 0 | 0
_ | _ | _ | 0 | 0
_ | _ | _ | 0 | 0
_ | _ | _ | 0 | 0
_ | _ | _ | 0 | 0
_ | _ | _ | 0 | 0
_ | _ | _ | 0 | 0
_ | _ | _ | 0 | 0
_ | _ | _ | 0 | 0
_ | _ | _ | 0 | 0
_ | _ | _ | 0 | 0
_ | _ | _ | 0 | 0
_ | _ | _ | 0 | 0
_ | _ | _ | 0 | 0
_ | _ | _ | 0 | 0
_ | _ | _ | 0 | 0
_ | _ | _ | 0 | 0
_ | _ | _ | 0 | 0
_ | _ | _ | 0 | 0
_ | _ | _ | 0 | 0
_ | _ | _ | 0 | 0
_ | _ | _ | 0 | 0
_ | _ | _ | 0 | 0
_ | _ | _ | 0 | 0
_ | _ | _ | 0 | 0
_ | _ | _ | 0 | 0
_ | _ | _ | 0 | 0
_ | _ | _ | 0 | 0
_ | _ | _ | 0 | 0
_ | _ | _ | 0 | 0
_ | _ | _ | 0 | 0
_ | _ | _ | 0 | 0
_ | _ | _ | 0 | 0
_ | _ | _ | 0 | 0
_ | _ | _ | 0 | 0
_ | _ | _ | 0 | 0
_ | _ | _ | 0 | 0
_ | _ | _ | 0 | 0
_ | _ | _ | 0 | 0
_ | _ | _ | 0 | 0
_ | _ | _ | 0 | 0
_ | _ | _ | 0 | 0
_ | _ | _ | 0 | 0
_ | _ | _ | 0 | 0
_ | _ | _ | 0 | 0
_ | _ | _ | 0 | 0
_ | _ | _ | 0 | 0
_ | _ | _ | 0 | 0
_ | _ | _ | 0 | 0
_ | _ | _ | 0 | 0
_ | _ | _ | 0 | 0
_ | _ | _ | 0 | 0
_ | _ | _ | 0 | 0
_ | _ | _ | 0 | 0
_ | _ | _ | 0 | 0
_ | _ | _ | 0 | 0
_ | _ | _ | 0 | 0
_ | _ | _ | 0 | 0
_ | _ | _ | 0 | 0
_ | _ | _ | 0 | 0
_ | _ | _ | 0 | 0
_ | _ | _ | 0 | 0
_ | _ | _ | 0 | 0
_ | _ | _ | 0 | 0
_ | _ | _ | 0 | 0
_ | _ | _ | 0 | 0
_ | _ | _ | 0 | 0
_ | _ | _ | 0 | 0
_ | _ | _ | 0 | 0
_ | _ | _ | 0 | 0
_ | _ | _ | 0 | 0
_ | _ | _ | 0 | 0
_ | _ | _ | 0 | 0
_ | _ | _ | 0 | 0
_ | _ | _ | 0 | 0
_ | _ | _ | 0 | 0
_ | _ | _ | 0 | 0
_ | _ | _ | 0 | 0
_ | _ | _ | 0 | 0
_ | _ | _ | 0 | 0
_ | _ | _ | 0 | 0
_ | _ | _ | 0 | 0
_ | _ | _ | 0 | 0
_ | _ | _ | 0 | 0
_ | _ | _ | 0 | 0
_ | _ | _ | 0 | 0
_ | _ | _ | 0 | 0
_ | _ | _ | 0 | 0
_ | _ | _ | 0 | 0
_ | _ | _ | 0 | 0
_ | _ | _ | 0 | 0
_ | _ | _ | 0 | 0
_ | _ | _ | 0 | 0
_ | _ | _ | 0 | 0
_ | _ | _ | 0 | 0
_ | _ | _ | 0 | 0
_ | _ | _ | 0 | 0
_ | _ | _ | 0 | 0
_ | _ | _ | 0 | 0
_ | _ | _ | 0 | 0
_ | _ | _ | 0 | 0
_ | _ | _ | 0 | 0
_ | _ | _ | 0 | 0
_ | _ | _ | 0 | 0
_ | _ | _ | 0 | 0
_ | _ | _ | 0 | 0
_ | _ | _ | 0 | 0
_ | _ | _ | 0 | 0
_ | _ | _ | 0 | 0
_ | _ | _ | 0 | 0
_ | _ | _ | 0 | 0
_ | _ | _ | 0 | 0
_ | _ | _ | 0 | 0
_ | _ | _ | 0 | 0
_ | _ | _ | 0 | 0
_ | _ | _ | 0 | 0
_ | _ | _ | 0 | 0
_ | _ | _ | 0 | 0
_ | _ | _ | 0 | 0
_ | _ | _ | 0 | 0
_ | _ | _ | 0 | 0
_ | _ | _ | 0 | 0
_ | _ | _ | 0 | 0
_ | _ | _ | 0 | 0
_ | _ | _ | 0 | 0
_ | _ | _ | 0 | 0
_ | _ | _ | 0 | 0
_ | _ | _ | 0 | 0
_ | _ | _ | 0 | 0
_ | _ | _ | 0 | 0
_ | _ | _ | 0 | 0
_ | _ | _ | 0 | 0
_ | _ | _ | 0 | 0
_ | _ | _ | 0 | 0
_ | _ | _ | 0 | 0
_ | _ | _ | 0 | 0
_ | _ | _ | 0 | 0
_ | _ | _ | 0 | 0
_ | _ | _ | 0 | 0
_ | _ | _ | 0 | 0
_ | _ | _ | 0 | 0
_ | _ | _ | 0 | 0
_ | _ | _ | 0 | 0
_ | _ | _ | 0 | 0
_ | _ | _ | 0 | 0
_ | _ | _ | 0 | 0
_ | _ | _ | 0 | 0
_ | _ | _ | 0 | 0
_ | _ | _ | 0 | 0
_ | _ | _ | 0 | 0
_ | _ | _ | 0 | 0
_ | _ | _ | 0 | 0
_ | _ | _ | 0 | 0
_ | _ | _ | 0 | 0
_ | _ | _ | 0 | 0
_ | _ | _ | 0 | 0
_ | _ | _ | 0 | 0
_ | _ | _ | 0 | 0
_ | _ | _ | 0 | 0
_ | _ | _ | 0 | 0
_ | _ | _ | 0 | 0
_ | _ | _ | 0 | 0
_ | _ | _ | 0 | 0
_ | _ | _ | 0 | 0
_ | _ | _ | 0 | 0
_ | _ | _ | 0 | 0
_ | _ | _ | 0 | 0
_ | _ | _ | 0 | 0
_ | _ | _ | 0 | 0
_ | _ | _ | 0 | 0
_ | _ | _ | 0 | 0
_ | _ | _ | 0 | 0
_ | _ | _ | 0 | 0
_ | _ | _ | 0 | 0
_ | _ | _ | 0 | 0
_ | _ | _ | 0 | 0
_ | _ | _ | 0 | 0
_ | _ | _ | 0 | 0
_ | _ | _ | 0 | 0
_ | _ | _ | 0 | 0
_ | _ | _ | 0 | 0
_ | _ | _ | 0 | 0
_ | _ | _ | 0 | 0
_ | _ | _ | 0 | 0
_ | _ | _ | 0 | 0
_ | _ | _ | 0 | 0
_ | _ | _ | 0 | 0
_ | _ | _ | 0 | 0
_ | _ | _ | 0 | 0
_ | _ | _ | 0 | 0
_ | _ | _ | 0 | 0
_ | _ | _ | 0 | 0
_ | _ | _ | 0 | 0
_ | _ | _ | 0 | 0
_ | _ | _ | 0 | 0
_ | _ | _ | 0 | 0
_ | _ | _ | 0 | 0
_ | _ | _ | 0 | 0
_ | _ | _ | 0 | 0
_ | _ | _ | 0 | 0
_ | _ | _ | 0 | 0
_ | _ | _ | 0 | 0
_ | _ | _ | 0 | 0
_ | _ | _ | 0 | 0
_ | _ | _ | 0 | 0
_ | _ | _ | 0 | 0
_ | _ | _ | 0 | 0
_ | _ | _ | 0 | 0
_ | _ | _ | 0 | 0
_ | _ | _ | 0 | 0
_ | _ | _ | 0 | 0
_ | _ | _ | 0 | 0
_ | _ | _ | 0 | 0
_ | _ | _ | 0 | 0
_ | _ | _ | 0 | 0
_ | _ | _ | 0 | 0
_ | _ | _ | 0 | 0
_ | _ | _ | 0 | 0
_ | _ | _ | 0 | 0
_ | _ | _ | 0 | 0
_ | _ | _ | 0 | 0
_ | _ | _ | 0 | 0
_ | _ | _ | 0 | 0
_ | _ | _ | 0 | 0
_ | _ | _ | 0 | 0
_ | _ | _ | 0 | 0
_ | _ | _ | 0 | 0
_ | _ | _ | 0 | 0
_ | _ | _ | 0 | 0
_ | _ | _ | 0 | 0
_ | _ | _ | 0 | 0
_ | _ | _ | 0 | 0
_ | _ | _ | 0 | 0
_ | _ | _ | 0 | 0
_ | _ | _ | 0 | 0
_ | _ | _ | 0 | 0
_ | _ | _ | 0 | 0
_ | _ | _ | 0 | 0
_ | _ | _ | 0 | 0
_ | _ | _ | 0 | 0
_ | _ | _ | 0 | 0
_ | _ | _ | 0 | 0
_ | _ | _ | 0 | 0
_ | _ | _ | 0 | 0
_ | _ | _ | 0 | 0
_ | _ | _ | 0 | 0
_ | _ | _ | 0 | 0
_ | _ | _ | 0 | 0
_ | _ | _ | 0 | 0
_ | _ | _ | 0 | 0
_ | _ | _ | 0 | 0
_ | _ | _ | 0 | 0
_ | _ | _ | 0 | 0
_ | _ | _ | 0 | 0
_ | _ | _ | 0 | 0
_ | _ | _ | 0 | 0
_ | _ | _ | 0 | 0
_ | _ | _ | 0 | 0
_ | _ | _ | 0 | 0
_ | _ | _ | 0 | 0
_ | _ | _ | 0 | 0
_ | _ | _ | 0 | 0
_ | _ | _ | 0 | 0
_ | _ | _ | 0 | 0
_ | _ | _ | 0 | 0
_ | _ | _ | 0 | 0
_ | _ | _ | 0 | 0
_ | _ | _ | 0 | 0
_ | _ | _ | 0 | 0
_ | _ | _ | 0 | 0
_ | _ | _ | 0 | 0
_ | _ | _ | 0 | 0
_ | _ | _ | 0 | 0
_ | _ | _ | 0 | 0
_ | _ | _ | 0 | 0
_ | _ | _ | 0 | 0
_ | _ | _ | 0 | 0
_ | _ | _ | 0 | 0
_ | _ | _ | 0 | 0
_ | _ | _ | 0 | 0
_ | _ | _ | 0 | 0
_ | _ | _ | 0 | 0
_ | _ | _ | 0 | 0
_ | _ | _ | 0 | 0
_ | _ | _ | 0 | 0
_ | _ | _ | 0 | 0
_ | _ | _ | 0 | 0
_ | _ | _ | 0 | 0
_ | _ | _ | 0 | 0
_ | _ | _ | 0 | 0
_ | _ | _ | 0 | 0
_ | _ | _ | 0 | 0
_ | _ | _ | 0 | 0
_ | _ | _ | 0 | 0
_ | _ | _ | 0 | 0
_ | _ | _ | 0 | 0
_ | _ | _ | 0 | 0
_ | _ | _ | 0 | 0
_ | _ | _ | 0 | 0
_ | _ | _ | 0 | 0
_ | _ | _ | 0 | 0
_ | _ | _ | 0 | 0
_ | _ | _ | 0 | 0
_ | _ | _ | 0 | 0
_ | _ | _ | 0 | 0
_ | _ | _ | 0 | 0
_ | _ | _ | 0 | 0
_ | _ | _ | 0 | 0
_ | _ | _ | 0 | 0
_ | _ | _ | 0 | 0
_ | _ | _ | 0 | 0
_ | _ | _ | 0 | 0
_ | _ | _ | 0 | 0
_ | _ | _ | 0 | 0
_ | _ | _ | 0 | 0
_ | _ | _ | 0 | 0
_ | _ | _ | 0 | 0
_ | _ | _ | 0 | 0
_ | _ | _ | 0 | 0
_ | _ | _ | 0 | 0
_ | _ | _ | 0 | 0
_ | _ | _ | 0 | 0
_ | _ | _ | 0 | 0
_ | _ | _ | 0 | 0
_ | _ | _ | 0 | 0
_ | _ | _ | 0 | 0
_ | _ | _ | 0 | 0
_ | _ | _ | 0 | 0
_ | _ | _ | 0 | 0
_ | _ | _ | 0 | 0
_ | _ | _ | 0 | 0
_ | _ | _ | 0 | 0
_ | _ | _ | 0 | 0
_ | _ | _ | 0 | 0
_ | _ | _ | 0 | 0
_ | _ | _ | 0 | 0
_ | _ | _ | 0 | 0
_ | _ | _ | 0 | 0
_ | _ | _ | 0 | 0
_ | _ | _ | 0 | 0
_ | _ | _ | 0 | 0
_ | _ | _ | 0 | 0
_ | _ | _ | 0 | 0
_ | _ | _ | 0 | 0
_ | _ | _ | 0 | 0
_ | _ | _ | 0 | 0
_ | _ | _ | 0 | 0
_ | _ | _ | 0 | 0
_ | _ | _ | 0 | 0
_ | _ | _ | 0 | 0
_ | _ | _ | 0 | 0
_ | _ | _ | 0 | 0
_ | _ | _ | 0 | 0
_ | _ | _ | 0 | 0
_ | _ | _ | 0 | 0
_ | _ | _ | 0 | 0
_ | _ | _ | 0 | 0
_ | _ | _ | 0 | 0
_ | _ | _ | 0 | 0
_ | _ | _ | 0 | 0
_ | _ | _ | 0 | 0
_ | _ | _ | 0 | 0
_ | _ | _ | 0 | 0
_ | _ | _ | 0 | 0
_ | _ | _ | 0 | 0
_ | _ | _ | 0 | 0
_ | _ | _ | 0 | 0
_ | _ | _ | 0 | 0
_ | _ | _ | 0 | 0
_ | _ | _ | 0 | 0
_ | _ | _ | 0 | 0
_ | _ | _ | 0 | 0
_ | _ | _ | 0 | 0
_ | _ | _ | 0 | 0
_ | _ | _ | 0 | 0
_ | _ | _ | 0 | 0
_ | _ | _ | 0 | 0
_ | _ | _ | 0 | 0
_ | _ | _ | 0 | 0
_ | _ | _ | 0 | 0
_ | _ | _ | 0 | 0
_ | _ | _ | 0 | 0
_ | _ | _ | 0 | 0
_ | _ | _ | 0 | 0
_ | _ | _ | 0 | 0
_ | _ | _ | 0 | 0
_ | _ | _ | 0 | 0
_ | _ | _ | 0 | 0
_ | _ | _ | 0 | 0
_ | _ | _ | 0 | 0
_ | _ | _ | 0 | 0
_ | _ | _ | 0 | 0
_ | _ | _ | 0 | 0
_ | _ | _ | 0 | 0
_ | _ | _ | 0 | 0
_ | _ | _ | 0 | 0
_ | _ | _ | 0 | 0
_ | _ | _ | 0 | 0
_ | _ | _ | 0 | 0
_ | _ | _ | 0 | 0
_ | _ | _ | 0 | 0
_ | _ | _ | 0 | 0
_ | _ | _ | 0 | 0
_ | _ | _ | 0 | 0
_ | _ | _ | 0 | 0
_ | _ | _ | 0 | 0
_ | _ | _ | 0 | 0
_ | _ | _ | 0 | 0
_ | _ | _ | 0 | 0
_ | _ | _ | 0 | 0
_ | _ | _ | 0 | 0
_ | _ | _ | 0 | 0
_ | _ | _ | 0 | 0
_ | _ | _ | 0 | 0
_ | _ | _ | 0 | 0
_ | _ | _ | 0 | 0
_ | _ | _ | 0 | 0
_ | _ | _ | 0 | 0
_ | _ | _ | 0 | 0
_ | _ | _ | 0 | 0
_ | _ | _ | 0 | 0
_ | _ | _ | 0 | 0
_ | _ | _ | 0 | 0
_ | _ | _ | 0 | 0
_ | _ | _ | 0 | 0
_ | _ | _ | 0 | 0
_ | _ | _ | 0 | 0
_ | _ | _ | 0 | 0
_ | _ | _ | 0 | 0
_ | _ | _ | 0 | 0
_ | _ | _ | 0 | 0
_ | _ | _ | 0 | 0
_ | _ | _ | 0 | 0
_ | _ | _ | 0 | 0
_ | _ | _ | 0 | 0
_ | _ | _ | 0 | 0
_ | _ | _ | 0 | 0
_ | _ | _ | 0 | 0
_ | _ | _ | 0 | 0
_ | _ | _ | 0 | 0
_ | _ | _ | 0 | 0
_ | _ | _ | 0 | 0
_ | _ | _ | 0 | 0
_ | _ | _ | 0 | 0
_ | _ | _ | 0 | 0
_ | _ | _ | 0 | 0
_ | _ | _ | 0 | 0
_ | _ | _ | 0 | 0
_ | _ | _ | 0 | 0
_ | _ | _ | 0 | 0
_ | _ | _ | 0 | 0
_ | _ | _ | 0 | 0
_ | _ | _ | 0 | 0
_ | _ | _ | 0 | 0
_ | _ | _ | 0 | 0
_ | _ | _ | 0 | 0
_ | _ | _ | 0 | 0
_ | _ | _ | 0 | 0
_ | _ | _ | 0 | 0
_ | _ | _ | 0 | 0
_ | _ | _ | 0 | 0
_ | _ | _ | 0 | 0
_ | _ | _ | 0 | 0
_ | _ | _ | 0 | 0
_ | _ | _ | 0 | 0
_ | _ | _ | 0 | 0
_ | _ | _ | 0 | 0
_ | _ | _ | 0 | 0
_ | _ | _ | 0 | 0
_ | _ | _ | 0 | 0
_ | _ | _ | 0 | 0
_ | _ | _ | 0 | 0
_ | _ | _ | 0 | 0
_ | _ | _ | 0 | 0
_ | _ | _ | 0 | 0
_ | _ | _ | 0 | 0
_ | _ | _ | 0 | 0
_ | _ | _ | 0 | 0
_ | _ | _ | 0 | 0
_ | _ | _ | 0 | 0
_ | _ | _ | 0 | 0
_ | _ | _ | 0 | 0
_ | _ | _ | 0 | 0
_ | _ | _ | 0 | 0
_ | _ | _ | 0 | 0
_ | _ | _ | 0 | 0
_ | _ | _ | 0 | 0
_ | _ | _ | 0 | 0
_ | _ | _ | 0 | 0
_ | _ | _ | 0 | 0
_ | _ | _ | 0 | 0
_ | _ | _ | 0 | 0
_ | _ | _ | 0 | 0
_ | _ | _ | 0 | 0
_ | _ | _ | 0 | 0
_ | _ | _ | 0 | 0
_ | _ | _ | 0 | 0
_ | _ | _ | 0 | 0
_ | _ | _ | 0 | 0
_ | _ | _ | 0 | 0
_ | _ | _ | 0 | 0
_ | _ | _ | 0 | 0
_ | _ | _ | 0 | 0
_ | _ | _ | 0 | 0
_ | _ | _ | 0 | 0
_ | _ | _ | 0 | 0
_ | _ | _ | 0 | 0
_ | _ | _ | 0 | 0
_ | _ | _ | 0 | 0
_ | _ | _ | 0 | 0
_ | _ | _ | 0 | 0
_ | _ | _ | 0 | 0
_ | _ | _ | 0 | 0
_ | _ | _ | 0 | 0
_ | _ | _ | 0 | 0
_ | _ | _ | 0 | 0
_ | _ | _ | 0 | 0
_ | _ | _ | 0 | 0
_ | _ | _ | 0 | 0
_ | _ | _ | 0 | 0
_ | _ | _ | 0 | 0
_ | _ | _ | 0 | 0
_ | _ | _ | 0 | 0
_ | _ | _ | 0 | 0
_ | _ | _ | 0 | 0
_ | _ | _ | 0 | 0
_ | _ | _ | 0 | 0
_ | _ | _ | 0 | 0
_ | _ | _ | 0 | 0
_ | _ | _ | 0 | 0
_ | _ | _ | 0 | 0
_ | _ | _ | 0 | 0
_ | _ | _ | 0 | 0
_ | _ | _ | 0 | 0
_ | _ | _ | 0 | 0
_ | _ | _ | 0 | 0
_ | _ | _ | 0 | 0
_ | _ | _ | 0 | 0
_ | _ | _ | 0 | 0
_ | _ | _ | 0 | 0
_ | _ | _ | 0 | 0
_ | _ | _ | 0 | 0
_ | _ | _ | 0 | 0
_ | _ | _ | 0 | 0
_ | _ | _ | 0 | 0
_ | _ | _ | 0 | 0
_ | _ | _ | 0 | 0
_ | _ | _ | 0 | 0
_ | _ | _ | 0 | 0
_ | _ | _ | 0 | 0
_ | _ | _ | 0 | 0
_ | _ | _ | 0 | 0
_ | _ | _ | 0 | 0
_ | _ | _ | 0 | 0
_ | _ | _ | 0 | 0
_ | _ | _ | 0 | 0
_ | _ | _ | 0 | 0
_ | _ | _ | 0 | 0
_ | _ | _ | 0 | 0
_ | _ | _ | 0 | 0
_ | _ | _ | 0 | 0
_ | _ | _ | 0 | 0
_ | _ | _ | 0 | 0
_ | _ | _ | 0 | 0
_ | _ | _ | 0 | 0
_ | _ | _ | 0 | 0
_ | _ | _ | 0 | 0
_ | _ | _ | 0 | 0
_ | _ | _ | 0 | 0
_ | _ | _ | 0 | 0
_ | _ | _ | 0 | 0
_ | _ | _ | 0 | 0
_ | _ | _ | 0 | 0
_ | _ | _ | 0 | 0
_ | _ | _ | 0 | 0
_ | _ | _ | 0 | 0
_ | _ | _ | 0 | 0
_ | _ | _ | 0 | 0
_ | _ | _ | 0 | 0
_ | _ | _ | 0 | 0
_ | _ | _ | 0 | 0
_ | _ | _ | 0 | 0
_ | _ | _ | 0 | 0
_ | _ | _ | 0 | 0
_ | _ | _ | 0 | 0
_ | _ | _ | 0 | 0
_ | _ | _ | 0 | 0
_ | _ | _ | 0 | 0
_ | _ | _ | 0 | 0
_ | _ | _ | 0 | 0
_ | _ | _ | 0 | 0
_ | _ | _ | 0 | 0
_ | _ | _ | 0 | 0
_ | _ | _ | 0 | 0
_ | _ | _ | 0 | 0
_ | _ | _ | 0 | 0
_ | _ | _ | 0 | 0
_ | _ | _ | 0 | 0
_ | _ | _ | 0 | 0
_ | _ | _ | 0 | 0
_ | _ | _ | 0 | 0
_ | _ | _ | 0 | 0
_ | _ | _ | 0 | 0
_ | _ | _ | 0 | 0
_ | _ | _ | 0 | 0
_ | _ | _ | 0 | 0
_ | _ | _ | 0 | 0
_ | _ | _ | 0 | 0
_ | _ | _ | 0 | 0
_ | _ | _ | 0 | 0
_ | _ | _ | 0 | 0
_ | _ | _ | 0 | 0
_ | _ | _ | 0 | 0
_ | _ | _ | 0 | 0
_ | _ | _ | 0 | 0
_ | _ | _ | 0 | 0
_ | _ | _ | 0 | 0
_ | _ | _ | 0 | 0
_ | _ | _ | 0 | 0
_ | _ | _ | 0 | 0
_ | _ | _ | 0 | 0
_ | _ | _ | 0 | 0
_ | _ | _ | 0 | 0
_ | _ | _ | 0 | 0
_ | _ | _ | 0 | 0
_ | _ | _ | 0 | 0
_ | _ | _ | 0 | 0
_ | _ | _ | 0 | 0
_ | _ | _ | 0 | 0
_ | _ | _ | 0 | 0
_ | _ | _ | 0 | 0
_ | _ | _ | 0 | 0
_ | _ | _ | 0 | 0
_ | _ | _ | 0 | 0
_ | _ | _ | 0 | 0
_ | _ | _ | 0 | 0
_ | _ | _ | 0 | 0
_ | _ | _ | 0 | 0
_ | _ | _ | 0 | 0
_ | _ | _ | 0 | 0
_ | _ | _ | 0 | 0
_ | _ | _ | 0 | 0
_ | _ | _ | 0 | 0
_ | _ | _ | 0 | 0
_ | _ | _ | 0 | 0
_ | _ | _ | 0 | 0
_ | _ | _ | 0 | 0
_ | _ | _ | 0 | 0
_ | _ | _ | 0 | 0
_ | _ | _ | 0 | 0
_ | _ | _ | 0 | 0
_ | _ | _ | 0 | 0
_ | _ | _ | 0 | 0
_ | _ | _ | 0 | 0
_ | _ | _ | 0 | 0
_ | _ | _ | 0 | 0
_ | _ | _ | 0 | 0
_ | _ | _ | 0 | 0
_ | _ | _ | 0 | 0
_ | _ | _ | 0 | 0
_ | _ | _ | 0 | 0
_ | _ | _ | 0 | 0
_ | _ | _ | 0 | 0
_ | _ | _ | 0 | 0
_ | _ | _ | 0 | 0
_ | _ | _ | 0 | 0
_ | _ | _ | 0 | 0
_ | _ | _ | 0 | 0
_ | _ | _ | 0 | 0
_ | _ | _ | 0 | 0
_ | _ | _ | 0 | 0
_ | _ | _ | 0 | 0
_ | _ | _ | 0 | 0
_ | _ | _ | 0 | 0
_ | _ | _ | 0 | 0
_ | _ | _ | 0 | 0
_ | _ | _ | 0 | 0
_ | _ | _ | 0 | 0
_ | _ | _ | 0 | 0
_ | _ | _ | 0 | 0
_ | _ | _ | 0 | 0
_ | _ | _ | 0 | 0
_ | _ | _ | 0 | 0
_ | _ | _ | 0 | 0
_ | _ | _ | 0 | 0
_ | _ | _ | 0 | 0
_ | _ | _ | 0 | 0
_ | _ | _ | 0 | 0
_ | _ | _ | 0 | 0
_ | _ | _ | 0 | 0
_ | _ | _ | 0 | 0
_ | _ | _ | 0 | 0
_ | _ | _ | 0 | 0
_ | _ | _ | 0 | 0
_ | _ | _ | 0 | 0
_ | _ | _ | 0 | 0
_ | _ | _ | 0 | 0
_ | _ | _ | 0 | 0
_ | _ | _ | 0 | 0
_ | _ | _ | 0 | 0
_ | _ | _ | 0 | 0
_ | _ | _ | 0 | 0
_ | _ | _ | 0 | 0
_ | _ | _ | 0 | 0
_ | _ | _ | 0 | 0
_ | _ | _ | 0 | 0
_ | _ | _ | 0 | 0
_ | _ | _ | 0 | 0
_ | _ | _ | 0 | 0
_ | _ | _ | 0 | 0
_ | _ | _ | 0 | 0
_ | _ | _ | 0 | 0
_ | _ | _ | 0 | 0
_ | _ | _ | 0 | 0
_ | _ | _ | 0 | 0
_ | _ | _ | 0 | 0
_ | _ | _ | 0 | 0
_ | _ | _ | 0 | 0
_ | _ | _ | 0 | 0
_ | _ | _ | 0 | 0
_ | _ | _ | 0 | 0
_ | _ | _ | 0 | 0
_ | _ | _ | 0 | 0
_ | _ | _ | 0 | 0
_ | _ | _ | 0 | 0
_ | _ | _ | 0 | 0
_ | _ | _ | 0 | 0
_ | _ | _ | 0 | 0
_ | _ | _ | 0 | 0
_ | _ | _ | 0 | 0
_ | _ | _ | 0 | 0
_ | _ | _ | 0 | 0
_ | _ | _ | 0 | 0
_ | _ | _ | 0 | 0
_ | _ | _ | 0 | 0
_ | _ | _ | 0 | 0
_ | _ | _ | 0 | 0
_ | _ | _ | 0 | 0
_ | _ | _ | 0 | 0
_ | _ | _ | 0 | 0
_ | _ | _ | 0 | 0
_ | _ | _ | 0 | 0
_ | _ | _ | 0 | 0
_ | _ | _ | 0 | 0
_ | _ | _ | 0 | 0
_ | _ | _ | 0 | 0
_ | _ | _ | 0 | 0
_ | _ | _ | 0 | 0
_ | _ | _ | 0 | 0
_ | _ | _ | 0 | 0
_ | _ | _ | 0 | 0
_ | _ | _ | 0 | 0
_ | _ | _ | 0 | 0
_ | _ | _ | 0 | 0
_ | _ | _ | 0 | 0
_ | _ | _ | 0 | 0
_ | _ | _ | 0 | 0
_ | _ | _ | 0 | 0
_ | _ | _ | 0 | 0
_ | _ | _ | 0 | 0
_ | _ | _ | 0 | 0
_ | _ | _ | 0 | 0
_ | _ | _ | 0 | 0
_ | _ | _ | 0 | 0
_ | _ | _ | 0 | 0
_ | _ | _ | 0 | 0
_ | _ | _ | 0 | 0
_ | _ | _ | 0 | 0
_ | _ | _ | 0 | 0
_ | _ | _ | 0 | 0
_ | _ | _ | 0 | 0
_ | _ | _ | 0 | 0
_ | _ | _ | 0 | 0
_ | _ | _ | 0 | 0
_ | _ | _ | 0 | 0
_ | _ | _ | 0 | 0
_ | _ | _ | 0 | 0
_ | _ | _ | 0 | 0
_ | _ | _ | 0 | 0
_ | _ | _ | 0 | 0
_ | _ | _ | 0 | 0
_ | _ | _ | 0 | 0
_ | _ | _ | 0 | 0
_ | _ | _ | 0 | 0
_ | _ | _ | 0 | 0
_ | _ | _ | 0 | 0
_ | _ | _ | 0 | 0
_ | _ | _ | 0 | 0
_ | _ | _ | 0 | 0
_ | _ | _ | 0 | 0
_ | _ | _ | 0 | 0
_ | _ | _ | 0 | 0
_ | _ | _ | 0 | 0
_ | _ | _ | 0 | 0
_ | _ | _ | 0 | 0
_ | _ | _ | 0 | 0
_ | _ | _ | 0 | 0
_ | _ | _ | 0 | 0
_ | _ | _ | 0 | 0
_ | _ | _ | 0 | 0
_ | _ | _ | 0 | 0
_ | _ | _ | 0 | 0
_ | _ | _ | 0 | 0
_ | _ | _ | 0 | 0
_ | _ | _ | 0 | 0
_ | _ | _ | 0 | 0
_ | _ | _ | 0 | 0
_ | _ | _ | 0 | 0
_ | _ | _ | 0 | 0
_ | _ | _ | 0 | 0
_ | _ | _ | 0 | 0
_ | _ | _ | 0 | 0
_ | _ | _ | 0 | 0
_ | _ | _ | 0 | 0
_ | _ | _ | 0 | 0
_ | _ | _ | 0 | 0
_ | _ | _ | 0 | 0
_ | _ | _ | 0 | 0
_ | _ | _ | 0 | 0
_ | _ | _ | 0 | 0
_ | _ | _ | 0 | 0
_ | _ | _ | 0 | 0
_ | _ | _ | 0 | 0
_ | _ | _ | 0 | 0
_ | _ | _ | 0 | 0
_ | _ | _ | 0 | 0
_ | _ | _ | 0 | 0
_ | _ | _ | 0 | 0
_ | _ | _ | 0 | 0
_ | _ | _ | 0 | 0
_ | _ | _ | 0 | 0
_ | _ | _ | 0 | 0
_ | _ | _ | 0 | 0
_ | _ | _ | 0 | 0
_ | _ | _ | 0 | 0
_ | _ | _ | 0 | 0
_ | _ | _ | 0 | 0
_ | _ | _ | 0 | 0
_ | _ | _ | 0 | 0
_ | _ | _ | 0 | 0
_ | _ | _ | 0 | 0
_ | _ | _ | 0 | 0
_ | _ | _ | 0 | 0
_ | _ | _ | 0 | 0
_ | _ | _ | 0 | 0
_ | _ | _ | 0 | 0
_ | _ | _ | 0 | 0
_ | _ | _ | 0 | 0
_ | _ | _ | 0 | 0
_ | _ | _ | 0 | 0
_ | _ | _ | 0 | 0
_ | _ | _ | 0 | 0
_ | _ | _ | 0 | 0
_ | _ | _ | 0 | 0
_ | _ | _ | 0 | 0
_ | _ | _ | 0 | 0
_ | _ | _ | 0 | 0
_ | _ | _ | 0 | 0
_ | _ | _ | 0 | 0
_ | _ | _ | 0 | 0
_ | _ | _ | 0 | 0
_ | _ | _ | 0 | 0
_ | _ | _ | 0 | 0
_ | _ | _ | 0 | 0
_ | _ | _ | 0 | 0
_ | _ | _ | 0 | 0
_ | _ | _ | 0 | 0
_ | _ | _ | 0 | 0
_ | _ | _ | 0 | 0
_ | _ | _ | 0 | 0
_ | _ | _ | 0 | 0
_ | _ | _ | 0 | 0
_ | _ | _ | 0 | 0
_ | _ | _ | 0 | 0
_ | _ | _ | 0 | 0
_ | _ | _ | 0 | 0
_ | _ | _ | 0 | 0
_ | _ | _ | 0 | 0
_ | _ | _ | 0 | 0
_ | _ | _ | 0 | 0
_ | _ | _ | 0 | 0
_ | _ | _ | 0 | 0
_ | _ | _ | 0 | 0
_ | _ | _ | 0 | 0
_ | _ | _ | 0 | 0
_ | _ | _ | 0 | 0
_ | _ | _ | 0 | 0
_ | _ | _ | 0 | 0
_ | _ | _ | 0 | 0
_ | _ | _ | 0 | 0
_ | _ | _ | 0 | 0
_ | _ | _ | 0 | 0
_ | _ | _ | 0 | 0
_ | _ | _ | 0 | 0
_ | _ | _ | 0 | 0
_ | _ | _ | 0 | 0
_ | _ | _ | 0 | 0
_ | _ | _ | 0 | 0
_ | _ | _ | 0 | 0
_ | _ | _ | 0 | 0
_ | _ | _ | 0 | 0
_ | _ | _ | 0 | 0
_ | _ | _ | 0 | 0
_ | _ | _ | 0 | 0
_ | _ | _ | 0 | 0
_ | _ | _ | 0 | 0
_ | _ | _ | 0 | 0
_ | _ | _ | 0 | 0
_ | _ | _ | 0 | 0
_ | _ | _ | 0 | 0
_ | _ | _ | 0 | 0
_ | _ | _ | 0 | 0
_ | _ | _ | 0 | 0
_ | _ | _ | 0 | 0
_ | _ | _ | 0 | 0
_ | _ | _ | 0 | 0
_ | _ | _ | 0 | 0
_ | _ | _ | 0 | 0
_ | _ | _ | 0 | 0
_ | _ | _ | 0 | 0
_ | _ | _ | 0 | 0
_ | _ | _ | 0 | 0
_ | _ | _ | 0 | 0
_ | _ | _ | 0 | 0
_ | _ | _ | 0 | 0
_ | _ | _ | 0 | 0
_ | _ | _ | 0 | 0
_ | _ | _ | 0 | 0
_ | _ | _ | 0 | 0
_ | _ | _ | 0 | 0
_ | _ | _ | 0 | 0
_ | _ | _ | 0 | 0
_ | _ | _ | 0 | 0
_ | _ | _ | 0 | 0
_ | _ | _ | 0 | 0
_ | _ | _ | 0 | 0
_ | _ | _ | 0 | 0
_ | _ | _ | 0 | 0
_ | _ | _ | 0 | 0
_ | _ | _ | 0 | 0
_ | _ | _ | 0 | 0
_ | _ | _ | 0 | 0
_ | _ | _ | 0 | 0
_ | _ | _ | 0 | 0
_ | _ | _ | 0 | 0
_ | _ | _ | 0 | 0
_ | _ | _ | 0 | 0
_ | _ | _ | 0 | 0
_ | _ | _ | 0 | 0
_ | _ | _ | 0 | 0
_ | _ | _ | 0 | 0
_ | _ | _ | 0 | 0
_ | _ | _ | 0 | 0
_ | _ | _ | 0 | 0
_ | _ | _ | 0 | 0
_ | _ | _ | 0 | 0
_ | _ | _ | 0 | 0
_ | _ | _ | 0 | 0
_ | _ | _ | 0 | 0
_ | _ | _ | 0 | 0
_ | _ | _ | 0 | 0
_ | _ | _ | 0 | 0
_ | _ | _ | 0 | 0
_ | _ | _ | 0 | 0
_ | _ | _ | 0 | 0
_ | _ | _ | 0 | 0
_ | _ | _ | 0 | 0
_ | _ | _ | 0 | 0
_ | _ | _ | 0 | 0
_ | _ | _ | 0 | 0
_ | _ | _ | 0 | 0
_ | _ | _ | 0 | 0
_ | _ | _ | 0 | 0
_ | _ | _ | 0 | 0
_ | _ | _ | 0 | 0
_ | _ | _ | 0 | 0
_ | _ | _ | 0 | 0
_ | _ | _ | 0 | 0
_ | _ | _ | 0 | 0
_ | _ | _ | 0 | 0
_ | _ | _ | 0 | 0
_ | _ | _ | 0 | 0
_ | _ | _ | 0 | 0
_ | _ | _ | 0 | 0
_ | _ | _ | 0 | 0
_ | _ | _ | 0 | 0
_ | _ | _ | 0 | 0
_ | _ | _ | 0 | 0
_ | _ | _ | 0 | 0
_ | _ | _ | 0 | 0
_ | _ | _ | 0 | 0
_ | _ | _ | 0 | 0
_ | _ | _ | 0 | 0
_ | _ | _ | 0 | 0
_ | _ | _ | 0 | 0
_ | _ | _ | 0 | 0
_ | _ | _ | 0 | 0
_ | _ | _ | 0 | 0
_ | _ | _ | 0 | 0
_ | _ | _ | 0 | 0
_ | _ | _ | 0 | 0
_ | _ | _ | 0 | 0
_ | _ | _ | 0 | 0
_ | _ | _ | 0 | 0
_ | _ | _ | 0 | 0
_ | _ | _ | 0 | 0
_ | _ | _ | 0 | 0
_ | _ | _ | 0 | 0
_ | _ | _ | 0 | 0
_ | _ | _ | 0 | 0
_ | _ | _ | 0 | 0
_ | _ | _ | 0 | 0
_ | _ | _ | 0 | 0
_ | _ | _ | 0 | 0
_ | _ | _ | 0 | 0
_ | _ | _ | 0 | 0
_ | _ | _ | 0 | 0
_ | _ | _ | 0 | 0
_ | _ | _ | 0 | 0
_ | _ | _ | 0 | 0
_ | _ | _ | 0 | 0
_ | _ | _ | 0 | 0
_ | _ | _ | 0 | 0
_ | _ | _ | 0 | 0
_ | _ | _ | 0 | 0
_ | _ | _ | 0 | 0
_ | _ | _ | 0 | 0
_ | _ | _ | 0 | 0
_ | _ | _ | 0 | 0
_ | _ | _ | 0 | 0
_ | _ | _ | 0 | 0
_ | _ | _ | 0 | 0
_ | _ | _ | 0 | 0
_ | _ | _ | 0 | 0
_ | _ | _ | 0 | 0
_ | _ | _ | 0 | 0
_ | _ | _ | 0 | 0
_ | _ | _ | 0 | 0
_ | _ | _ | 0 | 0
_ | _ | _ | 0 | 0
_ | _ | _ | 0 | 0
_ | _ | _ | 0 | 0
_ | _ | _ | 0 | 0
_ | _ | _ | 0 | 0
_ | _ | _ | 0 | 0
_ | _ | _ | 0 | 0
_ | _ | _ | 0 | 0
_ | _ | _ | 0 | 0
_ | _ | _ | 0 | 0
_ | _ | _ | 0 | 0
_ | _ | _ | 0 | 0
_ | _ | _ | 0 | 0
_ | _ | _ | 0 | 0
_ | _ | _ | 0 | 0
_ | _ | _ | 0 | 0
_ | _ | _ | 0 | 0
_ | _ | _ | 0 | 0
_ | _ | _ | 0 | 0
_ | _ | _ | 0 | 0
_ | _ | _ | 0 | 0
_ | _ | _ | 0 | 0
_ | _ | _ | 0 | 0
_ | _ | _ | 0 | 0
_ | _ | _ | 0 | 0
_ | _ | _ | 0 | 0
_ | _ | _ | 0 | 0
_ | _ | _ | 0 | 0
_ | _ | _ | 0 | 0
_ | _ | _ | 0 | 0
_ | _ | _ | 0 | 0
_ | _ | _ | 0 | 0
_ | _ | _ | 0 | 0
_ | _ | _ | 0 | 0
_ | _ | _ | 0 | 0
_ | _ | _ | 0 | 0
_ | _ | _ | 0 | 0
_ | _ | _ | 0 | 0
_ | _ | _ | 0 | 0
_ | _ | _ | 0 | 0
_ | _ | _ | 0 | 0
_ | _ | _ | 0 | 0
_ | _ | _ | 0 | 0
_ | _ | _ | 0 | 0
_ | _ | _ | 0 | 0
_ | _ | _ | 0 | 0
_ | _ | _ | 0 | 0
_ | _ | _ | 0 | 0
_ | _ | _ | 0 | 0
_ | _ | _ | 0 | 0
_ | _ | _ | 0 | 0
_ | _ | _ | 0 | 0
_ | _ | _ | 0 | 0
_ | _ | _ | 0 | 0
_ | _ | _ | 0 | 0
_ | _ | _ | 0 | 0
_ | _ | _ | 0 | 0
_ | _ | _ | 0 | 0
_ | _ | _ | 0 | 0
_ | _ | _ | 0 | 0
_ | _ | _ | 0 | 0
_ | _ | _ | 0 | 0
_ | _ | _ | 0 | 0
_ | _ | _ | 0 | 0
_ | _ | _ | 0 | 0
_ | _ | _ | 0 | 0
_ | _ | _ | 0 | 0
_ | _ | _ | 0 | 0
_ | _ | _ | 0 | 0
_ | _ | _ | 0 | 0
_ | _ | _ | 0 | 0
_ | _ | _ | 0 | 0
_ | _ | _ | 0 | 0
_ | _ | _ | 0 | 0
_ | _ | _ | 0 | 0
_ | _ | _ | 0 | 0
_ | _ | _ | 0 | 0
_ | _ | _ | 0 | 0
_ | _ | _ | 0 | 0
_ | _ | _ | 0 | 0
_ | _ | _ | 0 | 0
_ | _ | _ | 0 | 0
_ | _ | _ | 0 | 0
_ | _ | _ | 0 | 0
_ | _ | _ | 0 | 0
_ | _ | _ | 0 | 0
_ | _ | _ | 0 | 0
_ | _ | _ | 0 | 0
_ | _ | _ | 0 | 0
_ | _ | _ | 0 | 0
_ | _ | _ | 0 | 0
_ | _ | _ | 0 | 0
_ | _ | _ | 0 | 0
_ | _ | _ | 0 | 0
_ | _ | _ | 0 | 0
_ | _ | _ | 0 | 0
_ | _ | _ | 0 | 0
_ | _ | _ | 0 | 0
_ | _ | _ | 0 | 0
_ | _ | _ | 0 | 0
_ | _ | _ | 0 | 0
_ | _ | _ | 0 | 0
_ | _ | _ | 0 | 0
_ | _ | _ | 0 | 0
_ | _ | _ | 0 | 0
_ | _ | _ | 0 | 0
_ | _ | _ | 0 | 0
_ | _ | _ | 0 | 0
_ | _ | _ | 0 | 0
_ | _ | _ | 0 | 0
_ | _ | _ | 0 | 0
_ | _ | _ | 0 | 0
_ | _ | _ | 0 | 0
_ | _ | _ | 0 | 0
_ | _ | _ | 0 | 0
_ | _ | _ | 0 | 0
_ | _ | _ | 0 | 0
_ | _ | _ | 0 | 0
_ | _ | _ | 0 | 0
_ | _ | _ | 0 | 0
_ | _ | _ | 0 | 0
_ | _ | _ | 0 | 0
_ | _ | _ | 0 | 0
_ | _ | _ | 0 | 0
_ | _ | _ | 0 | 0
_ | _ | _ | 0 | 0
_ | _ | _ | 0 | 0
_ | _ | _ | 0 | 0
_ | _ | _ | 0 | 0
_ | _ | _ | 0 | 0
_ | _ | _ | 0 | 0
_ | _ | _ | 0 | 0
_ | _ | _ | 0 | 0
_ | _ | _ | 0 | 0
_ | _ | _ | 0 | 0
_ | _ | _ | 0 | 0
_ | _ | _ | 0 | 0
_ | _ | _ | 0 | 0
_ | _ | _ | 0 | 0
_ | _ | _ | 0 | 0
_ | _ | _ | 0 | 0
_ | _ | _ | 0 | 0
_ | _ | _ | 0 | 0
_ | _ | _ | 0 | 0
_ | _ | _ | 0 | 0
_ | _ | _ | 0 | 0
_ | _ | _ | 0 | 0
_ | _ | _ | 0 | 0
_ | _ | _ | 0 | 0
_ | _ | _ | 0 | 0
_ | _ | _ | 0 | 0
_ | _ | _ | 0 | 0
_ | _ | _ | 0 | 0
_ | _ | _ | 0 | 0
_ | _ | _ | 0 | 0
_ | _ | _ | 0 | 0
_ | _ | _ | 0 | 0
_ | _ | _ | 0 | 0
_ | _ | _ | 0 | 0
_ | _ | _ | 0 | 0
_ | _ | _ | 0 | 0
_ | _ | _ | 0 | 0
_ | _ | _ | 0 | 0
_ | _ | _ | 0 | 0
_ | _ | _ | 0 | 0
_ | _ | _ | 0 | 0
_ | _ | _ | 0 | 0
_ | _ | _ | 0 | 0
_ | _ | _ | 0 | 0
_ | _ | _ | 0 | 0
_ | _ | _ | 0 | 0
_ | _ | _ | 0 | 0
_ | _ | _ | 0 | 0
_ | _ | _ | 0 | 0
_ | _ | _ | 0 | 0
_ | _ | _ | 0 | 0
_ | _ | _ | 0 | 0
_ | _ | _ | 0 | 0
_ | _ | _ | 0 | 0
_ | _ | _ | 0 | 0
_ | _ | _ | 0 | 0
_ | _ | _ | 0 | 0
_ | _ | _ | 0 | 0
_ | _ | _ | 0 | 0
_ | _ | _ | 0 | 0
_ | _ | _ | 0 | 0
_ | _ | _ | 0 | 0
_ | _ | _ | 0 | 0
_ | _ | _ | 0 | 0
_ | _ | _ | 0 | 0
_ | _ | _ | 0 | 0
_ | _ | _ | 0 | 0
_ | _ | _ | 0 | 0
_ | _ | _ | 0 | 0
_ | _ | _ | 0 | 0
_ | _ | _ | 0 | 0
_ | _ | _ | 0 | 0
_ | _ | _ | 0 | 0
_ | _ | _ | 0 | 0
_ | _ | _ | 0 | 0
_ | _ | _ | 0 | 0
_ | _ | _ | 0 | 0
_ | _ | _ | 0 | 0
_ | _ | _ | 0 | 0
_ | _ | _ | 0 | 0
_ | _ | _ | 0 | 0
_ | _ | _ | 0 | 0
_ | _ | _ | 0 | 0
_ | _ | _ | 0 | 0
_ | _ | _ | 0 | 0
_ | _ | _ | 0 | 0
_ | _ | _ | 0 | 0
_ | _ | _ | 0 | 0
_ | _ | _ | 0 | 0
_ | _ | _ | 0 | 0
_ | _ | _ | 0 | 0
_ | _ | _ | 0 | 0
_ | _ | _ | 0 | 0
_ | _ | _ | 0 | 0
_ | _ | _ | 0 | 0
_ | _ | _ | 0 | 0
_ | _ | _ | 0 | 0
_ | _ | _ | 0 | 0
_ | _ | _ | 0 | 0
_ | _ | _ | 0 | 0
_ | _ | _ | 0 | 0
_ | _ | _ | 0 | 0
_ | _ | _ | 0 | 0
_ | _ | _ | 0 | 0
_ | _ | _ | 0 | 0
_ | _ | _ | 0 | 0
_ | _ | _ | 0 | 0
_ | _ | _ | 0 | 0
_ | _ | _ | 0 | 0
_ | _ | _ | 0 | 0
_ | _ | _ | 0 | 0
_ | _ | _ | 0 | 0
_ | _ | _ | 0 | 0
_ | _ | _ | 0 | 0
_ | _ | _ | 0 | 0
_ | _ | _ | 0 | 0
_ | _ | _ | 0 | 0
_ | _ | _ | 0 | 0
_ | _ | _ | 0 | 0
_ | _ | _ | 0 | 0
_ | _ | _ | 0 | 0
_ | _ | _ | 0 | 0
_ | _ | _ | 0 | 0
_ | _ | _ | 0 | 0
_ | _ | _ | 0 | 0
_ | _ | _ | 0 | 0
_ | _ | _ | 0 | 0
_ | _ | _ | 0 | 0
_ | _ | _ | 0 | 0
_ | _ | _ | 0 | 0
_ | _ | _ | 0 | 0
_ | _ | _ | 0 | 0
_ | _ | _ | 0 | 0
_ | _ | _ | 0 | 0
_ | _ | _ | 0 | 0
_ | _ | _ | 0 | 0
_ | _ | _ | 0 | 0
_ | _ | _ | 0 | 0
_ | _ | _ | 0 | 0
_ | _ | _ | 0 | 0
_ | _ | _ | 0 | 0
_ | _ | _ | 0 | 0
_ | _ | _ | 0 | 0
_ | _ | _ | 0 | 0
_ | _ | _ | 0 | 0
_ | _ | _ | 0 | 0
_ | _ | _ | 0 | 0
_ | _ | _ | 0 | 0
_ | _ | _ | 0 | 0
_ | _ | _ | 0 | 0
_ | _ | _ | 0 | 0
_ | _ | _ | 0 | 0
_ | _ | _ | 0 | 0
_ | _ | _ | 0 | 0
_ | _ | _ | 0 | 0
_ | _ | _ | 0 | 0
_ | _ | _ | 0 | 0
_ | _ | _ | 0 | 0
_ | _ | _ | 0 | 0
_ | _ | _ | 0 | 0
_ | _ | _ | 0 | 0
_ | _ | _ | 0 | 0
_ | _ | _ | 0 | 0
_ | _ | _ | 0 | 0
_ | _ | _ | 0 | 0
_ | _ | _ | 0 | 0
_ | _ | _ | 0 | 0
_ | _ | _ | 0 | 0
_ | _ | _ | 0 | 0
_ | _ | _ | 0 | 0
_ | _ | _ | 0 | 0
_ | _ | _ | 0 | 0
_ | _ | _ | 0 | 0
_ | _ | _ | 0 | 0
_ | _ | _ | 0 | 0
_ | _ | _ | 0 | 0
_ | _ | _ | 0 | 0
_ | _ | _ | 0 | 0
_ | _ | _ | 0 | 0
_ | _ | _ | 0 | 0
_ | _ | _ | 0 | 0
_ | _ | _ | 0 | 0
_ | _ | _ | 0 | 0
_ | _ | _ | 0 | 0
_ | _ | _ | 0 | 0
_ | _ | _ | 0 | 0
_ | _ | _ | 0 | 0
_ | _ | _ | 0 | 0
_ | _ | _ | 0 | 0
_ | _ | _ | 0 | 0
_ | _ | _ | 0 | 0
_ | _ | _ | 0 | 0
_ | _ | _ | 0 | 0
_ | _ | _ | 0 | 0
_ | _ | _ | 0 | 0
_ | _ | _ | 0 | 0
_ | _ | _ | 0 | 0
_ | _ | _ | 0 | 0
_ | _ | _ | 0 | 0
_ | _ | _ | 0 | 0
_ | _ | _ | 0 | 0
_ | _ | _ | 0 | 0
_ | _ | _ | 0 | 0
_ | _ | _ | 0 | 0
_ | _ | _ | 0 | 0
_ | _ | _ | 0 | 0
_ | _ | _ | 0 | 0
_ | _ | _ | 0 | 0
_ | _ | _ | 0 | 0
_ | _ | _ | 0 | 0
_ | _ | _ | 0 | 0
_ | _ | _ | 0 | 0
_ | _ | _ | 0 | 0
_ | _ | _ | 0 | 0
_ | _ | _ | 0 | 0
_ | _ | _ | 0 | 0
_ | _ | _ | 0 | 0
_ | _ | _ | 0 | 0
_ | _ | _ | 0 | 0
_ | _ | _ | 0 | 0
_ | _ | _ | 0 | 0
_ | _ | _ | 0 | 0
_ | _ | _ | 0 | 0
_ | _ | _ | 0 | 0
_ | _ | _ | 0 | 0
_ | _ | _ | 0 | 0
_ | _ | _ | 0 | 0
_ | _ | _ | 0 | 0
_ | _ | _ | 0 | 0
_ | _ | _ | 0 | 0
_ | _ | _ | 0 | 0
_ | _ | _ | 0 | 0
_ | _ | _ | 0 | 0
_ | _ | _ | 0 | 0
_ | _ | _ | 0 | 0
_ | _ | _ | 0 | 0
_ | _ | _ | 0 | 0
_ | _ | _ | 0 | 0
_ | _ | _ | 0 | 0
_ | _ | _ | 0 | 0
_ | _ | _ | 0 | 0
_ | _ | _ | 0 | 0
_ | _ | _ | 0 | 0
_ | _ | _ | 0 | 0
_ | _ | _ | 0 | 0
_ | _ | _ | 0 | 0
_ | _ | _ | 0 | 0
_ | _ | _ | 0 | 0
_ | _ | _ | 0 | 0
_ | _ | _ | 0 | 0
_ | _ | _ | 0 | 0
_ | _ | _ | 0 | 0
_ | _ | _ | 0 | 0
_ | _ | _ | 0 | 0
_ | _ | _ | 0 | 0
_ | _ | _ | 0 | 0
_ | _ | _ | 0 | 0
_ | _ | _ | 0 | 0
_ | _ | _ | 0 | 0
_ | _ | _ | 0 | 0
_ | _ | _ | 0 | 0
_ | _ | _ | 0 | 0
_ | _ | _ | 0 | 0
_ | _ | _ | 0 | 0
_ | _ | _ | 0 | 0
_ | _ | _ | 0 | 0
_ | _ | _ | 0 | 0
_ | _ | _ | 0 | 0
_ | _ | _ | 0 | 0
_ | _ | _ | 0 | 0
_ | _ | _ | 0 | 0
_ | _ | _ | 0 | 0
_ | _ | _ | 0 | 0
_ | _ | _ | 0 | 0
_ | _ | _ | 0 | 0
_ | _ | _ | 0 | 0
_ | _ | _ | 0 | 0
_ | _ | _ | 0 | 0
_ | _ | _ | 0 | 0
_ | _ | _ | 0 | 0
_ | _ | _ | 0 | 0
_ | _ | _ | 0 | 0
_ | _ | _ | 0 | 0
_ | _ | _ | 0 | 0
_ | _ | _ | 0 | 0
_ | _ | _ | 0 | 0
_ | _ | _ | 0 | 0
_ | _ | _ | 0 | 0
_ | _ | _ | 0 | 0
_ | _ | _ | 0 | 0
_ | _ | _ | 0 | 0
_ | _ | _ | 0 | 0
_ | _ | _ | 0 | 0
_ | _ | _ | 0 | 0
_ | _ | _ | 0 | 0
_ | _ | _ | 0 | 0
_ | _ | _ | 0 | 0
_ | _ | _ | 0 | 0
_ | _ | _ | 0 | 0
_ | _ | _ | 0 | 0
_ | _ | _ | 0 | 0
_ | _ | _ | 0 | 0
_ | _ | _ | 0 | 0
_ | _ | _ | 0 | 0
_ | _ | _ | 0 | 0
_ | _ | _ | 0 | 0
_ | _ | _ | 0 | 0
_ | _ | _ | 0 | 0
_ | _ | _ | 0 | 0
_ | _ | _ | 0 | 0
_ | _ | _ | 0 | 0
_ | _ | _ | 0 | 0
_ | _ | _ | 0 | 0
_ | _ | _ | 0 | 0
_ | _ | _ | 0 | 0
_ | _ | _ | 0 | 0
_ | _ | _ | 0 | 0
_ | _ | _ | 0 | 0
_ | _ | _ | 0 | 0
_ | _ | _ | 0 | 0
_ | _ | _ | 0 | 0
_ | _ | _ | 0 | 0
_ | _ | _ | 0 | 0
_ | _ | _ | 0 | 0
_ | _ | _ | 0 | 0
_ | _ | _ | 0 | 0
_ | _ | _ | 0 | 0
_ | _ | _ | 0 | 0
_ | _ | _ | 0 | 0
_ | _ | _ | 0 | 0
_ | _ | _ | 0 | 0
_ | _ | _ | 0 | 0
_ | _ | _ | 0 | 0
_ | _ | _ | 0 | 0
_ | _ | _ | 0 | 0
_ | _ | _ | 0 | 0
_ | _ | _ | 0 | 0
_ | _ | _ | 0 | 0
_ | _ | _ | 0 | 0
_ | _ | _ | 0 | 0
_ | _ | _ | 0 | 0
_ | _ | _ | 0 | 0
_ | _ | _ | 0 | 0
_ | _ | _ | 0 | 0
_ | _ | _ | 0 | 0
_ | _ | _ | 0 | 0
_ | _ | _ | 0 | 0
_ | _ | _ | 0 | 0
_ | _ | _ | 0 | 0
_ | _ | _ | 0 | 0
_ | _ | _ | 0 | 0
_ | _ | _ | 0 | 0
_ | _ | _ | 0 | 0
_ | _ | _ | 0 | 0
_ | _ | _ | 0 | 0
_ | _ | _ | 0 | 0
_ | _ | _ | 0 | 0
_ | _ | _ | 0 | 0
_ | _ | _ | 0 | 0
_ | _ | _ | 0 | 0
_ | _ | _ | 0 | 0
_ | _ | _ | 0 | 0
_ | _ | _ | 0 | 0
_ | _ | _ | 0 | 0
_ | _ | _ | 0 | 0
_ | _ | _ | 0 | 0
_ | _ | _ | 0 | 0
_ | _ | _ | 0 | 0
_ | _ | _ | 0 | 0
_ | _ | _ | 0 | 0
_ | _ | _ | 0 | 0
_ | _ | _ | 0 | 0
_ | _ | _ | 0 | 0
_ | _ | _ | 0 | 0
_ | _ | _ | 0 | 0
_ | _ | _ | 0 | 0
_ | _ | _ | 0 | 0
_ | _ | _ | 0 | 0
_ | _ | _ | 0 | 0
_ | _ | _ | 0 | 0
_ | _ | _ | 0 | 0
_ | _ | _ | 0 | 0
_ | _ | _ | 0 | 0
_ | _ | _ | 0 | 0
_ | _ | _ | 0 | 0
_ | _ | _ | 0 | 0
_ | _ | _ | 0 | 0
_ | _ | _ | 0 | 0
_ | _ | _ | 0 | 0
_ | _ | _ | 0 | 0
_ | _ | _ | 0 | 0
_ | _ | _ | 0 | 0
_ | _ | _ | 0 | 0
_ | _ | _ | 0 | 0
_ | _ | _ | 0 | 0
_ | _ | _ | 0 | 0
_ | _ | _ | 0 | 0
_ | _ | _ | 0 | 0
_ | _ | _ | 0 | 0
_ | _ | _ | 0 | 0
_ | _ | _ | 0 | 0
_ | _ | _ | 0 | 0
_ | _ | _ | 0 | 0
_ | _ | _ | 0 | 0
_ | _ | _ | 0 | 0
_ | _ | _ | 0 | 0
_ | _ | _ | 0 | 0
_ | _ | _ | 0 | 0
_ | _ | _ | 0 | 0
_ | _ | _ | 0 | 0
_ | _ | _ | 0 | 0
_ | _ | _ | 0 | 0
_ | _ | _ | 0 | 0
_ | _ | _ | 0 | 0
_ | _ | _ | 0 | 0
_ | _ | _ | 0 | 0
_ | _ | _ | 0 | 0
_ | _ | _ | 0 | 0
_ | _ | _ | 0 | 0
_ | _ | _ | 0 | 0
_ | _ | _ | 0 | 0
_ | _ | _ | 0 | 0
_ | _ | _ | 0 | 0
_ | _ | _ | 0 | 0
_ | _ | _ | 0 | 0
_ | _ | _ | 0 | 0
_ | _ | _ | 0 | 0
_ | _ | _ | 0 | 0
_ | _ | _ | 0 | 0
_ | _ | _ | 0 | 0
_ | _ | _ | 0 | 0
_ | _ | _ | 0 | 0
_ | _ | _ | 0 | 0
_ | _ | _ | 0 | 0
_ | _ | _ | 0 | 0
_ | _ | _ | 0 | 0
_ | _ | _ | 0 | 0
_ | _ | _ | 0 | 0
_ | _ | _ | 0 | 0
_ | _ | _ | 0 | 0
_ | _ | _ | 0 | 0
_ | _ | _ | 0 | 0
_ | _ | _ | 0 | 0
_ | _ | _ | 0 | 0
_ | _ | _ | 0 | 0
_ | _ | _ | 0 | 0
_ | _ | _ | 0 | 0
_ | _ | _ | 0 | 0
_ | _ | _ | 0 | 0
_ | _ | _ | 0 | 0
_ | _ | _ | 0 | 0
_ | _ | _ | 0 | 0
_ | _ | _ | 0 | 0
_ | _ | _ | 0 | 0
_ | _ | _ | 0 | 0
_ | _ | _ | 0 | 0
_ | _ | _ | 0 | 0
_ | _ | _ | 0 | 0
_ | _ | _ | 0 | 0
_ | _ | _ | 0 | 0
_ | _ | _ | 0 | 0
_ | _ | _ | 0 | 0
_ | _ | _ | 0 | 0
_ | _ | _ | 0 | 0
_ | _ | _ | 0 | 0
_ | _ | _ | 0 | 0
_ | _ | _ | 0 | 0
_ | _ | _ | 0 | 0
_ | _ | _ | 0 | 0
_ | _ | _ | 0 | 0
_ | _ | _ | 0 | 0
_ | _ | _ | 0 | 0
_ | _ | _ | 0 | 0
_ | _ | _ | 0 | 0
_ | _ | _ | 0 | 0
_ | _ | _ | 0 | 0
_ | _ | _ | 0 | 0
_ | _ | _ | 0 | 0
_ | _ | _ | 0 | 0
_ | _ | _ | 0 | 0
_ | _ | _ | 0 | 0
_ | _ | _ | 0 | 0
_ | _ | _ | 0 | 0
_ | _ | _ | 0 | 0
_ | _ | _ | 0 | 0
_ | _ | _ | 0 | 0
_ | _ | _ | 0 | 0
_ | _ | _ | 0 | 0
_ | _ | _ | 0 | 0
_ | _ | _ | 0 | 0
_ | _ | _ | 0 | 0
_ | _ | _ | 0 | 0
_ | _ | _ | 0 | 0
_ | _ | _ | 0 | 0
_ | _ | _ | 0 | 0
_ | _ | _ | 0 | 0
_ | _ | _ | 0 | 0
_ | _ | _ | 0 | 0
_ | _ | _ | 0 | 0
_ | _ | _ | 0 | 0
_ | _ | _ | 0 | 0
_ | _ | _ | 0 | 0
_ | _ | _ | 0 | 0
_ | _ | _ | 0 | 0
_ | _ | _ | 0 | 0
_ | _ | _ | 0 | 0
_ | _ | _ | 0 | 0
_ | _ | _ | 0 | 0
_ | _ | _ | 0 | 0
_ | _ | _ | 0 | 0
_ | _ | _ | 0 | 0
_ | _ | _ | 0 | 0
_ | _ | _ | 0 | 0
_ | _ | _ | 0 | 0
_ | _ | _ | 0 | 0
_ | _ | _ | 0 | 0
_ | _ | _ | 0 | 0
_ | _ | _ | 0 | 0
_ | _ | _ | 0 | 0
_ | _ | _ | 0 | 0
_ | _ | _ | 0 | 0
_ | _ | _ | 0 | 0
_ | _ | _ | 0 | 0
_ | _ | _ | 0 | 0
_ | _ | _ | 0 | 0
_ | _ | _ | 0 | 0
_ | _ | _ | 0 | 0
_ | _ | _ | 0 | 0
_ | _ | _ | 0 | 0
_ | _ | _ | 0 | 0
_ | _ | _ | 0 | 0
_ | _ | _ | 0 | 0
_ | _ | _ | 0 | 0
_ | _ | _ | 0 | 0
_ | _ | _ | 0 | 0
_ | _ | _ | 0 | 0
_ | _ | _ | 0 | 0
_ | _ | _ | 0 | 0
_ | _ | _ | 0 | 0
_ | _ | _ | 0 | 0
_ | _ | _ | 0 | 0
_ | _ | _ | 0 | 0
_ | _ | _ | 0 | 0
_ | _ | _ | 0 | 0
_ | _ | _ | 0 | 0
_ | _ | _ | 0 | 0
_ | _ | _ | 0 | 0
_ | _ | _ | 0 | 0
_ | _ | _ | 0 | 0
_ | _ | _ | 0 | 0
_ | _ | _ | 0 | 0
_ | _ | _ | 0 | 0
_ | _ | _ | 0 | 0
_ | _ | _ | 0 | 0
_ | _ | _ | 0 | 0
_ | _ | _ | 0 | 0
_ | _ | _ | 0 | 0
_ | _ | _ | 0 | 0
_ | _ | _ | 0 | 0
_ | _ | _ | 0 | 0
_ | _ | _ | 0 | 0
_ | _ | _ | 0 | 0
_ | _ | _ | 0 | 0
_ | _ | _ | 0 | 0
_ | _ | _ | 0 | 0
_ | _ | _ | 0 | 0
_ | _ | _ | 0 | 0
_ | _ | _ | 0 | 0
_ | _ | _ | 0 | 0
_ | _ | _ | 0 | 0
_ | _ | _ | 0 | 0
_ | _ | _ | 0 | 0
_ | _ | _ | 0 | 0
_ | _ | _ | 0 | 0
_ | _ | _ | 0 | 0
_ | _ | _ | 0 | 0
_ | _ | _ | 0 | 0
_ | _ | _ | 0 | 0
_ | _ | _ | 0 | 0
_ | _ | _ | 0 | 0
_ | _ | _ | 0 | 0
_ | _ | _ | 0 | 0
_ | _ | _ | 0 | 0
_ | _ | _ | 0 | 0
_ | _ | _ | 0 | 0
_ | _ | _ | 0 | 0
_ | _ | _ | 0 | 0
_ | _ | _ | 0 | 0
_ | _ | _ | 0 | 0
_ | _ | _ | 0 | 0
_ | _ | _ | 0 | 0
_ | _ | _ | 0 | 0
_ | _ | _ | 0 | 0
_ | _ | _ | 0 | 0
_ | _ | _ | 0 | 0
_ | _ | _ | 0 | 0
_ | _ | _ | 0 | 0
_ | _ | _ | 0 | 0
_ | _ | _ | 0 | 0
_ | _ | _ | 0 | 0
_ | _ | _ | 0 | 0
_ | _ | _ | 0 | 0
_ | _ | _ | 0 | 0
_ | _ | _ | 0 | 0
_ | _ | _ | 0 | 0
_ | _ | _ | 0 | 0
_ | _ | _ | 0 | 0
_ | _ | _ | 0 | 0
_ | _ | _ | 0 | 0
_ | _ | _ | 0 | 0
_ | _ | _ | 0 | 0
_ | _ | _ | 0 | 0
_ | _ | _ | 0 | 0
_ | _ | _ | 0 | 0
_ | _ | _ | 0 | 0
_ | _ | _ | 0 | 0
_ | _ | _ | 0 | 0
_ | _ | _ | 0 | 0
_ | _ | _ | 0 | 0
_ | _ | _ | 0 | 0
_ | _ | _ | 0 | 0
_ | _ | _ | 0 | 0
_ | _ | _ | 0 | 0
_ | _ | _ | 0 | 0
_ | _ | _ | 0 | 0
_ | _ | _ | 0 | 0
_ | _ | _ | 0 | 0
_ | _ | _ | 0 | 0
_ | _ | _ | 0 | 0
_ | _ | _ | 0 | 0
_ | _ | _ | 0 | 0
_ | _ | _ | 0 | 0
_ | _ | _ | 0 | 0
_ | _ | _ | 0 | 0
_ | _ | _ | 0 | 0
_ | _ | _ | 0 | 0
_ | _ | _ | 0 | 0
_ | _ | _ | 0 | 0
_ | _ | _ | 0 | 0
_ | _ | _ | 0 | 0
_ | _ | _ | 0 | 0
_ | _ | _ | 0 | 0
_ | _ | _ | 0 | 0
_ | _ | _ | 0 | 0
_ | _ | _ | 0 | 0
_ | _ | _ | 0 | 0
_ | _ | _ | 0 | 0
_ | _ | _ | 0 | 0
_ | _ | _ | 0 | 0
_ | _ | _ | 0 | 0
_ | _ | _ | 0 | 0
_ | _ | _ | 0 | 0
_ | _ | _ | 0 | 0
_ | _ | _ | 0 | 0
_ | _ | _ | 0 | 0
_ | _ | _ | 0 | 0
_ | _ | _ | 0 | 0
_ | _ | _ | 0 | 0
_ | _ | _ | 0 | 0
_ | _ | _ | 0 | 0
_ | _ | _ | 0 | 0
_ | _ | _ | 0 | 0
_ | _ | _ | 0 | 0
_ | _ | _ | 0 | 0
_ | _ | _ | 0 | 0
_ | _ | _ | 0 | 0
_ | _ | _ | 0 | 0
_ | _ | _ | 0 | 0
_ | _ | _ | 0 | 0
_ | _ | _ | 0 | 0
_ | _ | _ | 0 | 0
_ | _ | _ | 0 | 0
_ | _ | _ | 0 | 0
_ | _ | _ | 0 | 0
_ | _ | _ | 0 | 0
_ | _ | _ | 0 | 0
_ | _ | _ | 0 | 0
_ | _ | _ | 0 | 0
_ | _ | _ | 0 | 0
_ | _ | _ | 0 | 0
_ | _ | _ | 0 | 0
_ | _ | _ | 0 | 0
_ | _ | _ | 0 | 0
_ | _ | _ | 0 | 0
_ | _ | _ | 0 | 0
_ | _ | _ | 0 | 0
_ | _ | _ | 0 | 0
_ | _ | _ | 0 | 0
_ | _ | _ | 0 | 0
_ | _ | _ | 0 | 0
_ | _ | _ | 0 | 0
_ | _ | _ | 0 | 0
_ | _ | _ | 0 | 0
_ | _ | _ | 0 | 0
_ | _ | _ | 0 | 0
_ | _ | _ | 0 | 0
_ | _ | _ | 0 | 0
_ | _ | _ | 0 | 0
_ | _ | _ | 0 | 0
_ | _ | _ | 0 | 0
_ | _ | _ | 0 | 0
_ | _ | _ | 0 | 0
_ | _ | _ | 0 | 0
_ | _ | _ | 0 | 0
_ | _ | _ | 0 | 0
_ | _ | _ | 0 | 0
_ | _ | _ | 0 | 0
_ | _ | _ | 0 | 0
_ | _ | _ | 0 | 0
_ | _ | _ | 0 | 0
_ | _ | _ | 0 | 0
_ | _ | _ | 0 | 0
_ | _ | _ | 0 | 0
_ | _ | _ | 0 | 0
_ | _ | _ | 0 | 0
_ | _ | _ | 0 | 0
_ | _ | _ | 0 | 0
_ | _ | _ | 0 | 0
_ | _ | _ | 0 | 0
_ | _ | _ | 0 | 0
_ | _ | _ | 0 | 0
_ | _ | _ | 0 | 0
_ | _ | _ | 0 | 0
_ | _ | _ | 0 | 0
_ | _ | _ | 0 | 0
_ | _ | _ | 0 | 0
_ | _ | _ | 0 | 0
_ | _ | _ | 0 | 0
_ | _ | _ | 0 | 0
_ | _ | _ | 0 | 0
_ | _ | _ | 0 | 0
_ | _ | _ | 0 | 0
_ | _ | _ | 0 | 0
_ | _ | _ | 0 | 0
_ | _ | _ | 0 | 0
_ | _ | _ | 0 | 0
_ | _ | _ | 0 | 0
_ | _ | _ | 0 | 0
_ | _ | _ | 0 | 0

## SampleOutput2
Unit lookup | Cat lookup | Parent Name | Collection | Child Name | Category | Property | Band | Quarter | Value | Units
J IATAN1_Firm Capacity2024 | Coal_Firm Capacity2024 | System | Generator | J IATAN1 | Coal | Firm Capacity | 1 | 2024-01-01 | 126.45 | MW
0 | 0 | System | Generator | J IATAN1 | Coal | Firm Capacity | 1 | 2024-04-01 | 126.45 | MW
0 | 0 | System | Generator | J IATAN1 | Coal | Firm Capacity | 1 | 2024-07-01 | 126.45 | MW
0 | 0 | System | Generator | J IATAN1 | Coal | Firm Capacity | 1 | 2024-10-01 | 126.45 | MW
J IATAN1_Firm Capacity2025 | Coal_Firm Capacity2025 | System | Generator | J IATAN1 | Coal | Firm Capacity | 1 | 2025-01-01 | 126.45 | MW
0 | 0 | System | Generator | J IATAN1 | Coal | Firm Capacity | 1 | 2025-04-01 | 126.45 | MW
0 | 0 | System | Generator | J IATAN1 | Coal | Firm Capacity | 1 | 2025-07-01 | 126.45 | MW
0 | 0 | System | Generator | J IATAN1 | Coal | Firm Capacity | 1 | 2025-10-01 | 126.45 | MW
J IATAN1_Firm Capacity2026 | Coal_Firm Capacity2026 | System | Generator | J IATAN1 | Coal | Firm Capacity | 1 | 2026-01-01 | 126.45 | MW
0 | 0 | System | Generator | J IATAN1 | Coal | Firm Capacity | 1 | 2026-04-01 | 126.45 | MW
0 | 0 | System | Generator | J IATAN1 | Coal | Firm Capacity | 1 | 2026-07-01 | 126.45 | MW
0 | 0 | System | Generator | J IATAN1 | Coal | Firm Capacity | 1 | 2026-10-01 | 126.45 | MW
J IATAN1_Firm Capacity2027 | Coal_Firm Capacity2027 | System | Generator | J IATAN1 | Coal | Firm Capacity | 1 | 2027-01-01 | 126.45 | MW
0 | 0 | System | Generator | J IATAN1 | Coal | Firm Capacity | 1 | 2027-04-01 | 126.45 | MW
0 | 0 | System | Generator | J IATAN1 | Coal | Firm Capacity | 1 | 2027-07-01 | 126.45 | MW
0 | 0 | System | Generator | J IATAN1 | Coal | Firm Capacity | 1 | 2027-10-01 | 126.45 | MW
J IATAN1_Firm Capacity2028 | Coal_Firm Capacity2028 | System | Generator | J IATAN1 | Coal | Firm Capacity | 1 | 2028-01-01 | 126.45 | MW
0 | 0 | System | Generator | J IATAN1 | Coal | Firm Capacity | 1 | 2028-04-01 | 126.45 | MW
0 | 0 | System | Generator | J IATAN1 | Coal | Firm Capacity | 1 | 2028-07-01 | 126.45 | MW
0 | 0 | System | Generator | J IATAN1 | Coal | Firm Capacity | 1 | 2028-10-01 | 126.45 | MW
J IATAN1_Firm Capacity2029 | Coal_Firm Capacity2029 | System | Generator | J IATAN1 | Coal | Firm Capacity | 1 | 2029-01-01 | 126.45 | MW
0 | 0 | System | Generator | J IATAN1 | Coal | Firm Capacity | 1 | 2029-04-01 | 126.45 | MW
0 | 0 | System | Generator | J IATAN1 | Coal | Firm Capacity | 1 | 2029-07-01 | 126.45 | MW
0 | 0 | System | Generator | J IATAN1 | Coal | Firm Capacity | 1 | 2029-10-01 | 126.45 | MW
J IATAN1_Firm Capacity2030 | Coal_Firm Capacity2030 | System | Generator | J IATAN1 | Coal | Firm Capacity | 1 | 2030-01-01 | 126.45 | MW
0 | 0 | System | Generator | J IATAN1 | Coal | Firm Capacity | 1 | 2030-04-01 | 126.45 | MW
0 | 0 | System | Generator | J IATAN1 | Coal | Firm Capacity | 1 | 2030-07-01 | 126.45 | MW
0 | 0 | System | Generator | J IATAN1 | Coal | Firm Capacity | 1 | 2030-10-01 | 126.45 | MW
J IATAN1_Firm Capacity2031 | Coal_Firm Capacity2031 | System | Generator | J IATAN1 | Coal | Firm Capacity | 1 | 2031-01-01 | 126.45 | MW
0 | 0 | System | Generator | J IATAN1 | Coal | Firm Capacity | 1 | 2031-04-01 | 126.45 | MW
0 | 0 | System | Generator | J IATAN1 | Coal | Firm Capacity | 1 | 2031-07-01 | 126.45 | MW
0 | 0 | System | Generator | J IATAN1 | Coal | Firm Capacity | 1 | 2031-10-01 | 126.45 | MW
J IATAN1_Firm Capacity2032 | Coal_Firm Capacity2032 | System | Generator | J IATAN1 | Coal | Firm Capacity | 1 | 2032-01-01 | 126.45 | MW
0 | 0 | System | Generator | J IATAN1 | Coal | Firm Capacity | 1 | 2032-04-01 | 126.45 | MW
0 | 0 | System | Generator | J IATAN1 | Coal | Firm Capacity | 1 | 2032-07-01 | 126.45 | MW
0 | 0 | System | Generator | J IATAN1 | Coal | Firm Capacity | 1 | 2032-10-01 | 126.45 | MW
J IATAN1_Firm Capacity2033 | Coal_Firm Capacity2033 | System | Generator | J IATAN1 | Coal | Firm Capacity | 1 | 2033-01-01 | 126.45 | MW
0 | 0 | System | Generator | J IATAN1 | Coal | Firm Capacity | 1 | 2033-04-01 | 126.45 | MW
0 | 0 | System | Generator | J IATAN1 | Coal | Firm Capacity | 1 | 2033-07-01 | 126.45 | MW
0 | 0 | System | Generator | J IATAN1 | Coal | Firm Capacity | 1 | 2033-10-01 | 126.45 | MW
J IATAN1_Firm Capacity2034 | Coal_Firm Capacity2034 | System | Generator | J IATAN1 | Coal | Firm Capacity | 1 | 2034-01-01 | 126.45 | MW
0 | 0 | System | Generator | J IATAN1 | Coal | Firm Capacity | 1 | 2034-04-01 | 126.45 | MW
0 | 0 | System | Generator | J IATAN1 | Coal | Firm Capacity | 1 | 2034-07-01 | 126.45 | MW
0 | 0 | System | Generator | J IATAN1 | Coal | Firm Capacity | 1 | 2034-10-01 | 126.45 | MW
J IATAN1_Firm Capacity2035 | Coal_Firm Capacity2035 | System | Generator | J IATAN1 | Coal | Firm Capacity | 1 | 2035-01-01 | 126.45 | MW
0 | 0 | System | Generator | J IATAN1 | Coal | Firm Capacity | 1 | 2035-04-01 | 126.45 | MW
0 | 0 | System | Generator | J IATAN1 | Coal | Firm Capacity | 1 | 2035-07-01 | 126.45 | MW
0 | 0 | System | Generator | J IATAN1 | Coal | Firm Capacity | 1 | 2035-10-01 | 126.45 | MW
J IATAN1_Firm Capacity2036 | Coal_Firm Capacity2036 | System | Generator | J IATAN1 | Coal | Firm Capacity | 1 | 2036-01-01 | 126.45 | MW
0 | 0 | System | Generator | J IATAN1 | Coal | Firm Capacity | 1 | 2036-04-01 | 126.45 | MW
0 | 0 | System | Generator | J IATAN1 | Coal | Firm Capacity | 1 | 2036-07-01 | 126.45 | MW
0 | 0 | System | Generator | J IATAN1 | Coal | Firm Capacity | 1 | 2036-10-01 | 126.45 | MW
J IATAN1_Firm Capacity2037 | Coal_Firm Capacity2037 | System | Generator | J IATAN1 | Coal | Firm Capacity | 1 | 2037-01-01 | 126.45 | MW
0 | 0 | System | Generator | J IATAN1 | Coal | Firm Capacity | 1 | 2037-04-01 | 126.45 | MW
0 | 0 | System | Generator | J IATAN1 | Coal | Firm Capacity | 1 | 2037-07-01 | 126.45 | MW
0 | 0 | System | Generator | J IATAN1 | Coal | Firm Capacity | 1 | 2037-10-01 | 126.45 | MW
J IATAN1_Firm Capacity2038 | Coal_Firm Capacity2038 | System | Generator | J IATAN1 | Coal | Firm Capacity | 1 | 2038-01-01 | 126.45 | MW
0 | 0 | System | Generator | J IATAN1 | Coal | Firm Capacity | 1 | 2038-04-01 | 126.45 | MW
0 | 0 | System | Generator | J IATAN1 | Coal | Firm Capacity | 1 | 2038-07-01 | 126.45 | MW
0 | 0 | System | Generator | J IATAN1 | Coal | Firm Capacity | 1 | 2038-10-01 | 126.45 | MW
J IATAN1_Firm Capacity2039 | Coal_Firm Capacity2039 | System | Generator | J IATAN1 | Coal | Firm Capacity | 1 | 2039-01-01 | 126.45 | MW
0 | 0 | System | Generator | J IATAN1 | Coal | Firm Capacity | 1 | 2039-04-01 | 126.45 | MW
0 | 0 | System | Generator | J IATAN1 | Coal | Firm Capacity | 1 | 2039-07-01 | 126.45 | MW
0 | 0 | System | Generator | J IATAN1 | Coal | Firm Capacity | 1 | 2039-10-01 | 126.45 | MW
J IATAN1_Firm Capacity2040 | Coal_Firm Capacity2040 | System | Generator | J IATAN1 | Coal | Firm Capacity | 1 | 2040-01-01 | 0 | MW
0 | 0 | System | Generator | J IATAN1 | Coal | Firm Capacity | 1 | 2040-04-01 | 0 | MW
0 | 0 | System | Generator | J IATAN1 | Coal | Firm Capacity | 1 | 2040-07-01 | 0 | MW
0 | 0 | System | Generator | J IATAN1 | Coal | Firm Capacity | 1 | 2040-10-01 | 0 | MW
J IATAN1_Firm Capacity2041 | Coal_Firm Capacity2041 | System | Generator | J IATAN1 | Coal | Firm Capacity | 1 | 2041-01-01 | 0 | MW
0 | 0 | System | Generator | J IATAN1 | Coal | Firm Capacity | 1 | 2041-04-01 | 0 | MW
0 | 0 | System | Generator | J IATAN1 | Coal | Firm Capacity | 1 | 2041-07-01 | 0 | MW
0 | 0 | System | Generator | J IATAN1 | Coal | Firm Capacity | 1 | 2041-10-01 | 0 | MW
J IATAN1_Firm Capacity2042 | Coal_Firm Capacity2042 | System | Generator | J IATAN1 | Coal | Firm Capacity | 1 | 2042-01-01 | 0 | MW
0 | 0 | System | Generator | J IATAN1 | Coal | Firm Capacity | 1 | 2042-04-01 | 0 | MW
0 | 0 | System | Generator | J IATAN1 | Coal | Firm Capacity | 1 | 2042-07-01 | 0 | MW
0 | 0 | System | Generator | J IATAN1 | Coal | Firm Capacity | 1 | 2042-10-01 | 0 | MW
J IATAN1_Firm Capacity2043 | Coal_Firm Capacity2043 | System | Generator | J IATAN1 | Coal | Firm Capacity | 1 | 2043-01-01 | 0 | MW
0 | 0 | System | Generator | J IATAN1 | Coal | Firm Capacity | 1 | 2043-04-01 | 0 | MW
0 | 0 | System | Generator | J IATAN1 | Coal | Firm Capacity | 1 | 2043-07-01 | 0 | MW
0 | 0 | System | Generator | J IATAN1 | Coal | Firm Capacity | 1 | 2043-10-01 | 0 | MW
J IATAN2_Firm Capacity2024 | Coal_Firm Capacity2024 | System | Generator | J IATAN2 | Coal | Firm Capacity | 1 | 2024-01-01 | 161.478 | MW
0 | 0 | System | Generator | J IATAN2 | Coal | Firm Capacity | 1 | 2024-04-01 | 161.478 | MW
0 | 0 | System | Generator | J IATAN2 | Coal | Firm Capacity | 1 | 2024-07-01 | 161.478 | MW
0 | 0 | System | Generator | J IATAN2 | Coal | Firm Capacity | 1 | 2024-10-01 | 161.478 | MW
J IATAN2_Firm Capacity2025 | Coal_Firm Capacity2025 | System | Generator | J IATAN2 | Coal | Firm Capacity | 1 | 2025-01-01 | 161.478 | MW
0 | 0 | System | Generator | J IATAN2 | Coal | Firm Capacity | 1 | 2025-04-01 | 161.478 | MW
0 | 0 | System | Generator | J IATAN2 | Coal | Firm Capacity | 1 | 2025-07-01 | 161.478 | MW
0 | 0 | System | Generator | J IATAN2 | Coal | Firm Capacity | 1 | 2025-10-01 | 161.478 | MW
J IATAN2_Firm Capacity2026 | Coal_Firm Capacity2026 | System | Generator | J IATAN2 | Coal | Firm Capacity | 1 | 2026-01-01 | 161.478 | MW
0 | 0 | System | Generator | J IATAN2 | Coal | Firm Capacity | 1 | 2026-04-01 | 161.478 | MW
0 | 0 | System | Generator | J IATAN2 | Coal | Firm Capacity | 1 | 2026-07-01 | 161.478 | MW
0 | 0 | System | Generator | J IATAN2 | Coal | Firm Capacity | 1 | 2026-10-01 | 161.478 | MW
J IATAN2_Firm Capacity2027 | Coal_Firm Capacity2027 | System | Generator | J IATAN2 | Coal | Firm Capacity | 1 | 2027-01-01 | 161.478 | MW
0 | 0 | System | Generator | J IATAN2 | Coal | Firm Capacity | 1 | 2027-04-01 | 161.478 | MW
0 | 0 | System | Generator | J IATAN2 | Coal | Firm Capacity | 1 | 2027-07-01 | 161.478 | MW
0 | 0 | System | Generator | J IATAN2 | Coal | Firm Capacity | 1 | 2027-10-01 | 161.478 | MW
J IATAN2_Firm Capacity2028 | Coal_Firm Capacity2028 | System | Generator | J IATAN2 | Coal | Firm Capacity | 1 | 2028-01-01 | 161.478 | MW
0 | 0 | System | Generator | J IATAN2 | Coal | Firm Capacity | 1 | 2028-04-01 | 161.478 | MW
0 | 0 | System | Generator | J IATAN2 | Coal | Firm Capacity | 1 | 2028-07-01 | 161.478 | MW
0 | 0 | System | Generator | J IATAN2 | Coal | Firm Capacity | 1 | 2028-10-01 | 161.478 | MW
J IATAN2_Firm Capacity2029 | Coal_Firm Capacity2029 | System | Generator | J IATAN2 | Coal | Firm Capacity | 1 | 2029-01-01 | 161.478 | MW
0 | 0 | System | Generator | J IATAN2 | Coal | Firm Capacity | 1 | 2029-04-01 | 161.478 | MW
0 | 0 | System | Generator | J IATAN2 | Coal | Firm Capacity | 1 | 2029-07-01 | 161.478 | MW
0 | 0 | System | Generator | J IATAN2 | Coal | Firm Capacity | 1 | 2029-10-01 | 161.478 | MW
J IATAN2_Firm Capacity2030 | Coal_Firm Capacity2030 | System | Generator | J IATAN2 | Coal | Firm Capacity | 1 | 2030-01-01 | 161.478 | MW
0 | 0 | System | Generator | J IATAN2 | Coal | Firm Capacity | 1 | 2030-04-01 | 161.478 | MW
0 | 0 | System | Generator | J IATAN2 | Coal | Firm Capacity | 1 | 2030-07-01 | 161.478 | MW
0 | 0 | System | Generator | J IATAN2 | Coal | Firm Capacity | 1 | 2030-10-01 | 161.478 | MW
J IATAN2_Firm Capacity2031 | Coal_Firm Capacity2031 | System | Generator | J IATAN2 | Coal | Firm Capacity | 1 | 2031-01-01 | 161.478 | MW
0 | 0 | System | Generator | J IATAN2 | Coal | Firm Capacity | 1 | 2031-04-01 | 161.478 | MW
0 | 0 | System | Generator | J IATAN2 | Coal | Firm Capacity | 1 | 2031-07-01 | 161.478 | MW
0 | 0 | System | Generator | J IATAN2 | Coal | Firm Capacity | 1 | 2031-10-01 | 161.478 | MW
J IATAN2_Firm Capacity2032 | Coal_Firm Capacity2032 | System | Generator | J IATAN2 | Coal | Firm Capacity | 1 | 2032-01-01 | 161.478 | MW
0 | 0 | System | Generator | J IATAN2 | Coal | Firm Capacity | 1 | 2032-04-01 | 161.478 | MW
0 | 0 | System | Generator | J IATAN2 | Coal | Firm Capacity | 1 | 2032-07-01 | 161.478 | MW
0 | 0 | System | Generator | J IATAN2 | Coal | Firm Capacity | 1 | 2032-10-01 | 161.478 | MW
J IATAN2_Firm Capacity2033 | Coal_Firm Capacity2033 | System | Generator | J IATAN2 | Coal | Firm Capacity | 1 | 2033-01-01 | 161.478 | MW
0 | 0 | System | Generator | J IATAN2 | Coal | Firm Capacity | 1 | 2033-04-01 | 161.478 | MW
0 | 0 | System | Generator | J IATAN2 | Coal | Firm Capacity | 1 | 2033-07-01 | 161.478 | MW
0 | 0 | System | Generator | J IATAN2 | Coal | Firm Capacity | 1 | 2033-10-01 | 161.478 | MW
J IATAN2_Firm Capacity2034 | Coal_Firm Capacity2034 | System | Generator | J IATAN2 | Coal | Firm Capacity | 1 | 2034-01-01 | 161.478 | MW
0 | 0 | System | Generator | J IATAN2 | Coal | Firm Capacity | 1 | 2034-04-01 | 161.478 | MW
0 | 0 | System | Generator | J IATAN2 | Coal | Firm Capacity | 1 | 2034-07-01 | 161.478 | MW
0 | 0 | System | Generator | J IATAN2 | Coal | Firm Capacity | 1 | 2034-10-01 | 161.478 | MW
J IATAN2_Firm Capacity2035 | Coal_Firm Capacity2035 | System | Generator | J IATAN2 | Coal | Firm Capacity | 1 | 2035-01-01 | 161.478 | MW
0 | 0 | System | Generator | J IATAN2 | Coal | Firm Capacity | 1 | 2035-04-01 | 161.478 | MW
0 | 0 | System | Generator | J IATAN2 | Coal | Firm Capacity | 1 | 2035-07-01 | 161.478 | MW
0 | 0 | System | Generator | J IATAN2 | Coal | Firm Capacity | 1 | 2035-10-01 | 161.478 | MW
J IATAN2_Firm Capacity2036 | Coal_Firm Capacity2036 | System | Generator | J IATAN2 | Coal | Firm Capacity | 1 | 2036-01-01 | 161.478 | MW
0 | 0 | System | Generator | J IATAN2 | Coal | Firm Capacity | 1 | 2036-04-01 | 161.478 | MW
0 | 0 | System | Generator | J IATAN2 | Coal | Firm Capacity | 1 | 2036-07-01 | 161.478 | MW
0 | 0 | System | Generator | J IATAN2 | Coal | Firm Capacity | 1 | 2036-10-01 | 161.478 | MW
J IATAN2_Firm Capacity2037 | Coal_Firm Capacity2037 | System | Generator | J IATAN2 | Coal | Firm Capacity | 1 | 2037-01-01 | 161.478 | MW
0 | 0 | System | Generator | J IATAN2 | Coal | Firm Capacity | 1 | 2037-04-01 | 161.478 | MW
0 | 0 | System | Generator | J IATAN2 | Coal | Firm Capacity | 1 | 2037-07-01 | 161.478 | MW
0 | 0 | System | Generator | J IATAN2 | Coal | Firm Capacity | 1 | 2037-10-01 | 161.478 | MW
J IATAN2_Firm Capacity2038 | Coal_Firm Capacity2038 | System | Generator | J IATAN2 | Coal | Firm Capacity | 1 | 2038-01-01 | 161.478 | MW
0 | 0 | System | Generator | J IATAN2 | Coal | Firm Capacity | 1 | 2038-04-01 | 161.478 | MW
0 | 0 | System | Generator | J IATAN2 | Coal | Firm Capacity | 1 | 2038-07-01 | 161.478 | MW
0 | 0 | System | Generator | J IATAN2 | Coal | Firm Capacity | 1 | 2038-10-01 | 161.478 | MW
J IATAN2_Firm Capacity2039 | Coal_Firm Capacity2039 | System | Generator | J IATAN2 | Coal | Firm Capacity | 1 | 2039-01-01 | 161.478 | MW
0 | 0 | System | Generator | J IATAN2 | Coal | Firm Capacity | 1 | 2039-04-01 | 161.478 | MW
0 | 0 | System | Generator | J IATAN2 | Coal | Firm Capacity | 1 | 2039-07-01 | 161.478 | MW
0 | 0 | System | Generator | J IATAN2 | Coal | Firm Capacity | 1 | 2039-10-01 | 161.478 | MW
J IATAN2_Firm Capacity2040 | Coal_Firm Capacity2040 | System | Generator | J IATAN2 | Coal | Firm Capacity | 1 | 2040-01-01 | 161.478 | MW
0 | 0 | System | Generator | J IATAN2 | Coal | Firm Capacity | 1 | 2040-04-01 | 161.478 | MW
0 | 0 | System | Generator | J IATAN2 | Coal | Firm Capacity | 1 | 2040-07-01 | 161.478 | MW
0 | 0 | System | Generator | J IATAN2 | Coal | Firm Capacity | 1 | 2040-10-01 | 161.478 | MW
J IATAN2_Firm Capacity2041 | Coal_Firm Capacity2041 | System | Generator | J IATAN2 | Coal | Firm Capacity | 1 | 2041-01-01 | 161.478 | MW
0 | 0 | System | Generator | J IATAN2 | Coal | Firm Capacity | 1 | 2041-04-01 | 161.478 | MW
0 | 0 | System | Generator | J IATAN2 | Coal | Firm Capacity | 1 | 2041-07-01 | 161.478 | MW
0 | 0 | System | Generator | J IATAN2 | Coal | Firm Capacity | 1 | 2041-10-01 | 161.478 | MW
J IATAN2_Firm Capacity2042 | Coal_Firm Capacity2042 | System | Generator | J IATAN2 | Coal | Firm Capacity | 1 | 2042-01-01 | 161.478 | MW
0 | 0 | System | Generator | J IATAN2 | Coal | Firm Capacity | 1 | 2042-04-01 | 161.478 | MW
0 | 0 | System | Generator | J IATAN2 | Coal | Firm Capacity | 1 | 2042-07-01 | 161.478 | MW
0 | 0 | System | Generator | J IATAN2 | Coal | Firm Capacity | 1 | 2042-10-01 | 161.478 | MW
J IATAN2_Firm Capacity2043 | Coal_Firm Capacity2043 | System | Generator | J IATAN2 | Coal | Firm Capacity | 1 | 2043-01-01 | 161.478 | MW
0 | 0 | System | Generator | J IATAN2 | Coal | Firm Capacity | 1 | 2043-04-01 | 161.478 | MW
0 | 0 | System | Generator | J IATAN2 | Coal | Firm Capacity | 1 | 2043-07-01 | 161.478 | MW
0 | 0 | System | Generator | J IATAN2 | Coal | Firm Capacity | 1 | 2043-10-01 | 161.478 | MW
J JEC1_Firm Capacity2024 | Coal_Firm Capacity2024 | System | Generator | J JEC1 | Coal | Firm Capacity | 1 | 2024-01-01 | 58.616 | MW
0 | 0 | System | Generator | J JEC1 | Coal | Firm Capacity | 1 | 2024-04-01 | 58.616 | MW
0 | 0 | System | Generator | J JEC1 | Coal | Firm Capacity | 1 | 2024-07-01 | 58.616 | MW
0 | 0 | System | Generator | J JEC1 | Coal | Firm Capacity | 1 | 2024-10-01 | 58.616 | MW
J JEC1_Firm Capacity2025 | Coal_Firm Capacity2025 | System | Generator | J JEC1 | Coal | Firm Capacity | 1 | 2025-01-01 | 58.616 | MW
0 | 0 | System | Generator | J JEC1 | Coal | Firm Capacity | 1 | 2025-04-01 | 58.616 | MW
0 | 0 | System | Generator | J JEC1 | Coal | Firm Capacity | 1 | 2025-07-01 | 58.616 | MW
0 | 0 | System | Generator | J JEC1 | Coal | Firm Capacity | 1 | 2025-10-01 | 58.616 | MW
J JEC1_Firm Capacity2026 | Coal_Firm Capacity2026 | System | Generator | J JEC1 | Coal | Firm Capacity | 1 | 2026-01-01 | 58.616 | MW
0 | 0 | System | Generator | J JEC1 | Coal | Firm Capacity | 1 | 2026-04-01 | 58.616 | MW
0 | 0 | System | Generator | J JEC1 | Coal | Firm Capacity | 1 | 2026-07-01 | 58.616 | MW
0 | 0 | System | Generator | J JEC1 | Coal | Firm Capacity | 1 | 2026-10-01 | 58.616 | MW
J JEC1_Firm Capacity2027 | Coal_Firm Capacity2027 | System | Generator | J JEC1 | Coal | Firm Capacity | 1 | 2027-01-01 | 58.616 | MW
0 | 0 | System | Generator | J JEC1 | Coal | Firm Capacity | 1 | 2027-04-01 | 58.616 | MW
0 | 0 | System | Generator | J JEC1 | Coal | Firm Capacity | 1 | 2027-07-01 | 58.616 | MW
0 | 0 | System | Generator | J JEC1 | Coal | Firm Capacity | 1 | 2027-10-01 | 58.616 | MW
J JEC1_Firm Capacity2028 | Coal_Firm Capacity2028 | System | Generator | J JEC1 | Coal | Firm Capacity | 1 | 2028-01-01 | 58.616 | MW
0 | 0 | System | Generator | J JEC1 | Coal | Firm Capacity | 1 | 2028-04-01 | 58.616 | MW
0 | 0 | System | Generator | J JEC1 | Coal | Firm Capacity | 1 | 2028-07-01 | 58.616 | MW
0 | 0 | System | Generator | J JEC1 | Coal | Firm Capacity | 1 | 2028-10-01 | 58.616 | MW
J JEC1_Firm Capacity2029 | Coal_Firm Capacity2029 | System | Generator | J JEC1 | Coal | Firm Capacity | 1 | 2029-01-01 | 58.616 | MW
0 | 0 | System | Generator | J JEC1 | Coal | Firm Capacity | 1 | 2029-04-01 | 58.616 | MW
0 | 0 | System | Generator | J JEC1 | Coal | Firm Capacity | 1 | 2029-07-01 | 58.616 | MW
0 | 0 | System | Generator | J JEC1 | Coal | Firm Capacity | 1 | 2029-10-01 | 58.616 | MW
J JEC1_Firm Capacity2030 | Coal_Firm Capacity2030 | System | Generator | J JEC1 | Coal | Firm Capacity | 1 | 2030-01-01 | 58.616 | MW
0 | 0 | System | Generator | J JEC1 | Coal | Firm Capacity | 1 | 2030-04-01 | 58.616 | MW
0 | 0 | System | Generator | J JEC1 | Coal | Firm Capacity | 1 | 2030-07-01 | 58.616 | MW
0 | 0 | System | Generator | J JEC1 | Coal | Firm Capacity | 1 | 2030-10-01 | 58.616 | MW
J JEC1_Firm Capacity2031 | Coal_Firm Capacity2031 | System | Generator | J JEC1 | Coal | Firm Capacity | 1 | 2031-01-01 | 58.616 | MW
0 | 0 | System | Generator | J JEC1 | Coal | Firm Capacity | 1 | 2031-04-01 | 58.616 | MW
0 | 0 | System | Generator | J JEC1 | Coal | Firm Capacity | 1 | 2031-07-01 | 58.616 | MW
0 | 0 | System | Generator | J JEC1 | Coal | Firm Capacity | 1 | 2031-10-01 | 58.616 | MW
J JEC1_Firm Capacity2032 | Coal_Firm Capacity2032 | System | Generator | J JEC1 | Coal | Firm Capacity | 1 | 2032-01-01 | 58.616 | MW
0 | 0 | System | Generator | J JEC1 | Coal | Firm Capacity | 1 | 2032-04-01 | 58.616 | MW
0 | 0 | System | Generator | J JEC1 | Coal | Firm Capacity | 1 | 2032-07-01 | 58.616 | MW
0 | 0 | System | Generator | J JEC1 | Coal | Firm Capacity | 1 | 2032-10-01 | 58.616 | MW
J JEC1_Firm Capacity2033 | Coal_Firm Capacity2033 | System | Generator | J JEC1 | Coal | Firm Capacity | 1 | 2033-01-01 | 58.616 | MW
0 | 0 | System | Generator | J JEC1 | Coal | Firm Capacity | 1 | 2033-04-01 | 58.616 | MW
0 | 0 | System | Generator | J JEC1 | Coal | Firm Capacity | 1 | 2033-07-01 | 58.616 | MW
0 | 0 | System | Generator | J JEC1 | Coal | Firm Capacity | 1 | 2033-10-01 | 58.616 | MW
J JEC1_Firm Capacity2034 | Coal_Firm Capacity2034 | System | Generator | J JEC1 | Coal | Firm Capacity | 1 | 2034-01-01 | 58.616 | MW
0 | 0 | System | Generator | J JEC1 | Coal | Firm Capacity | 1 | 2034-04-01 | 58.616 | MW
0 | 0 | System | Generator | J JEC1 | Coal | Firm Capacity | 1 | 2034-07-01 | 58.616 | MW
0 | 0 | System | Generator | J JEC1 | Coal | Firm Capacity | 1 | 2034-10-01 | 58.616 | MW
J JEC1_Firm Capacity2035 | Coal_Firm Capacity2035 | System | Generator | J JEC1 | Coal | Firm Capacity | 1 | 2035-01-01 | 58.616 | MW
0 | 0 | System | Generator | J JEC1 | Coal | Firm Capacity | 1 | 2035-04-01 | 58.616 | MW
0 | 0 | System | Generator | J JEC1 | Coal | Firm Capacity | 1 | 2035-07-01 | 58.616 | MW
0 | 0 | System | Generator | J JEC1 | Coal | Firm Capacity | 1 | 2035-10-01 | 58.616 | MW
J JEC1_Firm Capacity2036 | Coal_Firm Capacity2036 | System | Generator | J JEC1 | Coal | Firm Capacity | 1 | 2036-01-01 | 58.616 | MW
0 | 0 | System | Generator | J JEC1 | Coal | Firm Capacity | 1 | 2036-04-01 | 58.616 | MW
0 | 0 | System | Generator | J JEC1 | Coal | Firm Capacity | 1 | 2036-07-01 | 58.616 | MW
0 | 0 | System | Generator | J JEC1 | Coal | Firm Capacity | 1 | 2036-10-01 | 58.616 | MW
J JEC1_Firm Capacity2037 | Coal_Firm Capacity2037 | System | Generator | J JEC1 | Coal | Firm Capacity | 1 | 2037-01-01 | 58.616 | MW
0 | 0 | System | Generator | J JEC1 | Coal | Firm Capacity | 1 | 2037-04-01 | 58.616 | MW
0 | 0 | System | Generator | J JEC1 | Coal | Firm Capacity | 1 | 2037-07-01 | 58.616 | MW
0 | 0 | System | Generator | J JEC1 | Coal | Firm Capacity | 1 | 2037-10-01 | 58.616 | MW
J JEC1_Firm Capacity2038 | Coal_Firm Capacity2038 | System | Generator | J JEC1 | Coal | Firm Capacity | 1 | 2038-01-01 | 58.616 | MW
0 | 0 | System | Generator | J JEC1 | Coal | Firm Capacity | 1 | 2038-04-01 | 58.616 | MW
0 | 0 | System | Generator | J JEC1 | Coal | Firm Capacity | 1 | 2038-07-01 | 58.616 | MW
0 | 0 | System | Generator | J JEC1 | Coal | Firm Capacity | 1 | 2038-10-01 | 58.616 | MW
J JEC1_Firm Capacity2039 | Coal_Firm Capacity2039 | System | Generator | J JEC1 | Coal | Firm Capacity | 1 | 2039-01-01 | 58.616 | MW
0 | 0 | System | Generator | J JEC1 | Coal | Firm Capacity | 1 | 2039-04-01 | 58.616 | MW
0 | 0 | System | Generator | J JEC1 | Coal | Firm Capacity | 1 | 2039-07-01 | 58.616 | MW
0 | 0 | System | Generator | J JEC1 | Coal | Firm Capacity | 1 | 2039-10-01 | 58.616 | MW
J JEC1_Firm Capacity2040 | Coal_Firm Capacity2040 | System | Generator | J JEC1 | Coal | Firm Capacity | 1 | 2040-01-01 | 0 | MW
0 | 0 | System | Generator | J JEC1 | Coal | Firm Capacity | 1 | 2040-04-01 | 0 | MW
0 | 0 | System | Generator | J JEC1 | Coal | Firm Capacity | 1 | 2040-07-01 | 0 | MW
0 | 0 | System | Generator | J JEC1 | Coal | Firm Capacity | 1 | 2040-10-01 | 0 | MW
J JEC1_Firm Capacity2041 | Coal_Firm Capacity2041 | System | Generator | J JEC1 | Coal | Firm Capacity | 1 | 2041-01-01 | 0 | MW
0 | 0 | System | Generator | J JEC1 | Coal | Firm Capacity | 1 | 2041-04-01 | 0 | MW
0 | 0 | System | Generator | J JEC1 | Coal | Firm Capacity | 1 | 2041-07-01 | 0 | MW
0 | 0 | System | Generator | J JEC1 | Coal | Firm Capacity | 1 | 2041-10-01 | 0 | MW
J JEC1_Firm Capacity2042 | Coal_Firm Capacity2042 | System | Generator | J JEC1 | Coal | Firm Capacity | 1 | 2042-01-01 | 0 | MW
0 | 0 | System | Generator | J JEC1 | Coal | Firm Capacity | 1 | 2042-04-01 | 0 | MW
0 | 0 | System | Generator | J JEC1 | Coal | Firm Capacity | 1 | 2042-07-01 | 0 | MW
0 | 0 | System | Generator | J JEC1 | Coal | Firm Capacity | 1 | 2042-10-01 | 0 | MW
J JEC1_Firm Capacity2043 | Coal_Firm Capacity2043 | System | Generator | J JEC1 | Coal | Firm Capacity | 1 | 2043-01-01 | 0 | MW
0 | 0 | System | Generator | J JEC1 | Coal | Firm Capacity | 1 | 2043-04-01 | 0 | MW
0 | 0 | System | Generator | J JEC1 | Coal | Firm Capacity | 1 | 2043-07-01 | 0 | MW
0 | 0 | System | Generator | J JEC1 | Coal | Firm Capacity | 1 | 2043-10-01 | 0 | MW
J JEC2_Firm Capacity2024 | Coal_Firm Capacity2024 | System | Generator | J JEC2 | Coal | Firm Capacity | 1 | 2024-01-01 | 57.744 | MW
0 | 0 | System | Generator | J JEC2 | Coal | Firm Capacity | 1 | 2024-04-01 | 57.744 | MW
0 | 0 | System | Generator | J JEC2 | Coal | Firm Capacity | 1 | 2024-07-01 | 57.744 | MW
0 | 0 | System | Generator | J JEC2 | Coal | Firm Capacity | 1 | 2024-10-01 | 57.744 | MW
J JEC2_Firm Capacity2025 | Coal_Firm Capacity2025 | System | Generator | J JEC2 | Coal | Firm Capacity | 1 | 2025-01-01 | 57.744 | MW
0 | 0 | System | Generator | J JEC2 | Coal | Firm Capacity | 1 | 2025-04-01 | 57.744 | MW
0 | 0 | System | Generator | J JEC2 | Coal | Firm Capacity | 1 | 2025-07-01 | 57.744 | MW
0 | 0 | System | Generator | J JEC2 | Coal | Firm Capacity | 1 | 2025-10-01 | 57.744 | MW
J JEC2_Firm Capacity2026 | Coal_Firm Capacity2026 | System | Generator | J JEC2 | Coal | Firm Capacity | 1 | 2026-01-01 | 57.744 | MW
0 | 0 | System | Generator | J JEC2 | Coal | Firm Capacity | 1 | 2026-04-01 | 57.744 | MW
0 | 0 | System | Generator | J JEC2 | Coal | Firm Capacity | 1 | 2026-07-01 | 57.744 | MW
0 | 0 | System | Generator | J JEC2 | Coal | Firm Capacity | 1 | 2026-10-01 | 57.744 | MW
J JEC2_Firm Capacity2027 | Coal_Firm Capacity2027 | System | Generator | J JEC2 | Coal | Firm Capacity | 1 | 2027-01-01 | 57.744 | MW
0 | 0 | System | Generator | J JEC2 | Coal | Firm Capacity | 1 | 2027-04-01 | 57.744 | MW
0 | 0 | System | Generator | J JEC2 | Coal | Firm Capacity | 1 | 2027-07-01 | 57.744 | MW
0 | 0 | System | Generator | J JEC2 | Coal | Firm Capacity | 1 | 2027-10-01 | 57.744 | MW
J JEC2_Firm Capacity2028 | Coal_Firm Capacity2028 | System | Generator | J JEC2 | Coal | Firm Capacity | 1 | 2028-01-01 | 57.744 | MW
0 | 0 | System | Generator | J JEC2 | Coal | Firm Capacity | 1 | 2028-04-01 | 57.744 | MW
0 | 0 | System | Generator | J JEC2 | Coal | Firm Capacity | 1 | 2028-07-01 | 57.744 | MW
0 | 0 | System | Generator | J JEC2 | Coal | Firm Capacity | 1 | 2028-10-01 | 57.744 | MW
J JEC2_Firm Capacity2029 | Coal_Firm Capacity2029 | System | Generator | J JEC2 | Coal | Firm Capacity | 1 | 2029-01-01 | 57.744 | MW
0 | 0 | System | Generator | J JEC2 | Coal | Firm Capacity | 1 | 2029-04-01 | 57.744 | MW
0 | 0 | System | Generator | J JEC2 | Coal | Firm Capacity | 1 | 2029-07-01 | 57.744 | MW
0 | 0 | System | Generator | J JEC2 | Coal | Firm Capacity | 1 | 2029-10-01 | 57.744 | MW
J JEC2_Firm Capacity2030 | Coal_Firm Capacity2030 | System | Generator | J JEC2 | Coal | Firm Capacity | 1 | 2030-01-01 | 57.744 | MW
0 | 0 | System | Generator | J JEC2 | Coal | Firm Capacity | 1 | 2030-04-01 | 57.744 | MW
0 | 0 | System | Generator | J JEC2 | Coal | Firm Capacity | 1 | 2030-07-01 | 57.744 | MW
0 | 0 | System | Generator | J JEC2 | Coal | Firm Capacity | 1 | 2030-10-01 | 57.744 | MW
J JEC2_Firm Capacity2031 | Coal_Firm Capacity2031 | System | Generator | J JEC2 | Coal | Firm Capacity | 1 | 2031-01-01 | 0 | MW
0 | 0 | System | Generator | J JEC2 | Coal | Firm Capacity | 1 | 2031-04-01 | 0 | MW
0 | 0 | System | Generator | J JEC2 | Coal | Firm Capacity | 1 | 2031-07-01 | 0 | MW
0 | 0 | System | Generator | J JEC2 | Coal | Firm Capacity | 1 | 2031-10-01 | 0 | MW
J JEC2_Firm Capacity2032 | Coal_Firm Capacity2032 | System | Generator | J JEC2 | Coal | Firm Capacity | 1 | 2032-01-01 | 0 | MW
0 | 0 | System | Generator | J JEC2 | Coal | Firm Capacity | 1 | 2032-04-01 | 0 | MW
0 | 0 | System | Generator | J JEC2 | Coal | Firm Capacity | 1 | 2032-07-01 | 0 | MW
0 | 0 | System | Generator | J JEC2 | Coal | Firm Capacity | 1 | 2032-10-01 | 0 | MW
J JEC2_Firm Capacity2033 | Coal_Firm Capacity2033 | System | Generator | J JEC2 | Coal | Firm Capacity | 1 | 2033-01-01 | 0 | MW
0 | 0 | System | Generator | J JEC2 | Coal | Firm Capacity | 1 | 2033-04-01 | 0 | MW
0 | 0 | System | Generator | J JEC2 | Coal | Firm Capacity | 1 | 2033-07-01 | 0 | MW
0 | 0 | System | Generator | J JEC2 | Coal | Firm Capacity | 1 | 2033-10-01 | 0 | MW
J JEC2_Firm Capacity2034 | Coal_Firm Capacity2034 | System | Generator | J JEC2 | Coal | Firm Capacity | 1 | 2034-01-01 | 0 | MW
0 | 0 | System | Generator | J JEC2 | Coal | Firm Capacity | 1 | 2034-04-01 | 0 | MW
0 | 0 | System | Generator | J JEC2 | Coal | Firm Capacity | 1 | 2034-07-01 | 0 | MW
0 | 0 | System | Generator | J JEC2 | Coal | Firm Capacity | 1 | 2034-10-01 | 0 | MW
J JEC2_Firm Capacity2035 | Coal_Firm Capacity2035 | System | Generator | J JEC2 | Coal | Firm Capacity | 1 | 2035-01-01 | 0 | MW
0 | 0 | System | Generator | J JEC2 | Coal | Firm Capacity | 1 | 2035-04-01 | 0 | MW
0 | 0 | System | Generator | J JEC2 | Coal | Firm Capacity | 1 | 2035-07-01 | 0 | MW
0 | 0 | System | Generator | J JEC2 | Coal | Firm Capacity | 1 | 2035-10-01 | 0 | MW
J JEC2_Firm Capacity2036 | Coal_Firm Capacity2036 | System | Generator | J JEC2 | Coal | Firm Capacity | 1 | 2036-01-01 | 0 | MW
0 | 0 | System | Generator | J JEC2 | Coal | Firm Capacity | 1 | 2036-04-01 | 0 | MW
0 | 0 | System | Generator | J JEC2 | Coal | Firm Capacity | 1 | 2036-07-01 | 0 | MW
0 | 0 | System | Generator | J JEC2 | Coal | Firm Capacity | 1 | 2036-10-01 | 0 | MW
J JEC2_Firm Capacity2037 | Coal_Firm Capacity2037 | System | Generator | J JEC2 | Coal | Firm Capacity | 1 | 2037-01-01 | 0 | MW
0 | 0 | System | Generator | J JEC2 | Coal | Firm Capacity | 1 | 2037-04-01 | 0 | MW
0 | 0 | System | Generator | J JEC2 | Coal | Firm Capacity | 1 | 2037-07-01 | 0 | MW
0 | 0 | System | Generator | J JEC2 | Coal | Firm Capacity | 1 | 2037-10-01 | 0 | MW
J JEC2_Firm Capacity2038 | Coal_Firm Capacity2038 | System | Generator | J JEC2 | Coal | Firm Capacity | 1 | 2038-01-01 | 0 | MW
0 | 0 | System | Generator | J JEC2 | Coal | Firm Capacity | 1 | 2038-04-01 | 0 | MW
0 | 0 | System | Generator | J JEC2 | Coal | Firm Capacity | 1 | 2038-07-01 | 0 | MW
0 | 0 | System | Generator | J JEC2 | Coal | Firm Capacity | 1 | 2038-10-01 | 0 | MW
J JEC2_Firm Capacity2039 | Coal_Firm Capacity2039 | System | Generator | J JEC2 | Coal | Firm Capacity | 1 | 2039-01-01 | 0 | MW
0 | 0 | System | Generator | J JEC2 | Coal | Firm Capacity | 1 | 2039-04-01 | 0 | MW
0 | 0 | System | Generator | J JEC2 | Coal | Firm Capacity | 1 | 2039-07-01 | 0 | MW
0 | 0 | System | Generator | J JEC2 | Coal | Firm Capacity | 1 | 2039-10-01 | 0 | MW
J JEC2_Firm Capacity2040 | Coal_Firm Capacity2040 | System | Generator | J JEC2 | Coal | Firm Capacity | 1 | 2040-01-01 | 0 | MW
0 | 0 | System | Generator | J JEC2 | Coal | Firm Capacity | 1 | 2040-04-01 | 0 | MW
0 | 0 | System | Generator | J JEC2 | Coal | Firm Capacity | 1 | 2040-07-01 | 0 | MW
0 | 0 | System | Generator | J JEC2 | Coal | Firm Capacity | 1 | 2040-10-01 | 0 | MW
J JEC2_Firm Capacity2041 | Coal_Firm Capacity2041 | System | Generator | J JEC2 | Coal | Firm Capacity | 1 | 2041-01-01 | 0 | MW
0 | 0 | System | Generator | J JEC2 | Coal | Firm Capacity | 1 | 2041-04-01 | 0 | MW
0 | 0 | System | Generator | J JEC2 | Coal | Firm Capacity | 1 | 2041-07-01 | 0 | MW
0 | 0 | System | Generator | J JEC2 | Coal | Firm Capacity | 1 | 2041-10-01 | 0 | MW
J JEC2_Firm Capacity2042 | Coal_Firm Capacity2042 | System | Generator | J JEC2 | Coal | Firm Capacity | 1 | 2042-01-01 | 0 | MW
0 | 0 | System | Generator | J JEC2 | Coal | Firm Capacity | 1 | 2042-04-01 | 0 | MW
0 | 0 | System | Generator | J JEC2 | Coal | Firm Capacity | 1 | 2042-07-01 | 0 | MW
0 | 0 | System | Generator | J JEC2 | Coal | Firm Capacity | 1 | 2042-10-01 | 0 | MW
J JEC2_Firm Capacity2043 | Coal_Firm Capacity2043 | System | Generator | J JEC2 | Coal | Firm Capacity | 1 | 2043-01-01 | 0 | MW
0 | 0 | System | Generator | J JEC2 | Coal | Firm Capacity | 1 | 2043-04-01 | 0 | MW
0 | 0 | System | Generator | J JEC2 | Coal | Firm Capacity | 1 | 2043-07-01 | 0 | MW
0 | 0 | System | Generator | J JEC2 | Coal | Firm Capacity | 1 | 2043-10-01 | 0 | MW
J JEC3_Firm Capacity2024 | Coal_Firm Capacity2024 | System | Generator | J JEC3 | Coal | Firm Capacity | 1 | 2024-01-01 | 58.544 | MW
0 | 0 | System | Generator | J JEC3 | Coal | Firm Capacity | 1 | 2024-04-01 | 58.544 | MW
0 | 0 | System | Generator | J JEC3 | Coal | Firm Capacity | 1 | 2024-07-01 | 58.544 | MW
0 | 0 | System | Generator | J JEC3 | Coal | Firm Capacity | 1 | 2024-10-01 | 58.544 | MW
J JEC3_Firm Capacity2025 | Coal_Firm Capacity2025 | System | Generator | J JEC3 | Coal | Firm Capacity | 1 | 2025-01-01 | 58.544 | MW
0 | 0 | System | Generator | J JEC3 | Coal | Firm Capacity | 1 | 2025-04-01 | 58.544 | MW
0 | 0 | System | Generator | J JEC3 | Coal | Firm Capacity | 1 | 2025-07-01 | 58.544 | MW
0 | 0 | System | Generator | J JEC3 | Coal | Firm Capacity | 1 | 2025-10-01 | 58.544 | MW
J JEC3_Firm Capacity2026 | Coal_Firm Capacity2026 | System | Generator | J JEC3 | Coal | Firm Capacity | 1 | 2026-01-01 | 58.544 | MW
0 | 0 | System | Generator | J JEC3 | Coal | Firm Capacity | 1 | 2026-04-01 | 58.544 | MW
0 | 0 | System | Generator | J JEC3 | Coal | Firm Capacity | 1 | 2026-07-01 | 58.544 | MW
0 | 0 | System | Generator | J JEC3 | Coal | Firm Capacity | 1 | 2026-10-01 | 58.544 | MW
J JEC3_Firm Capacity2027 | Coal_Firm Capacity2027 | System | Generator | J JEC3 | Coal | Firm Capacity | 1 | 2027-01-01 | 58.544 | MW
0 | 0 | System | Generator | J JEC3 | Coal | Firm Capacity | 1 | 2027-04-01 | 58.544 | MW
0 | 0 | System | Generator | J JEC3 | Coal | Firm Capacity | 1 | 2027-07-01 | 58.544 | MW
0 | 0 | System | Generator | J JEC3 | Coal | Firm Capacity | 1 | 2027-10-01 | 58.544 | MW
J JEC3_Firm Capacity2028 | Coal_Firm Capacity2028 | System | Generator | J JEC3 | Coal | Firm Capacity | 1 | 2028-01-01 | 58.544 | MW
0 | 0 | System | Generator | J JEC3 | Coal | Firm Capacity | 1 | 2028-04-01 | 58.544 | MW
0 | 0 | System | Generator | J JEC3 | Coal | Firm Capacity | 1 | 2028-07-01 | 58.544 | MW
0 | 0 | System | Generator | J JEC3 | Coal | Firm Capacity | 1 | 2028-10-01 | 58.544 | MW
J JEC3_Firm Capacity2029 | Coal_Firm Capacity2029 | System | Generator | J JEC3 | Coal | Firm Capacity | 1 | 2029-01-01 | 58.544 | MW
0 | 0 | System | Generator | J JEC3 | Coal | Firm Capacity | 1 | 2029-04-01 | 58.544 | MW
0 | 0 | System | Generator | J JEC3 | Coal | Firm Capacity | 1 | 2029-07-01 | 58.544 | MW
0 | 0 | System | Generator | J JEC3 | Coal | Firm Capacity | 1 | 2029-10-01 | 58.544 | MW
J JEC3_Firm Capacity2030 | Coal_Firm Capacity2030 | System | Generator | J JEC3 | Coal | Firm Capacity | 1 | 2030-01-01 | 58.544 | MW
0 | 0 | System | Generator | J JEC3 | Coal | Firm Capacity | 1 | 2030-04-01 | 58.544 | MW
0 | 0 | System | Generator | J JEC3 | Coal | Firm Capacity | 1 | 2030-07-01 | 58.544 | MW
0 | 0 | System | Generator | J JEC3 | Coal | Firm Capacity | 1 | 2030-10-01 | 58.544 | MW
J JEC3_Firm Capacity2031 | Coal_Firm Capacity2031 | System | Generator | J JEC3 | Coal | Firm Capacity | 1 | 2031-01-01 | 0 | MW
0 | 0 | System | Generator | J JEC3 | Coal | Firm Capacity | 1 | 2031-04-01 | 0 | MW
0 | 0 | System | Generator | J JEC3 | Coal | Firm Capacity | 1 | 2031-07-01 | 0 | MW
0 | 0 | System | Generator | J JEC3 | Coal | Firm Capacity | 1 | 2031-10-01 | 0 | MW
J JEC3_Firm Capacity2032 | Coal_Firm Capacity2032 | System | Generator | J JEC3 | Coal | Firm Capacity | 1 | 2032-01-01 | 0 | MW
0 | 0 | System | Generator | J JEC3 | Coal | Firm Capacity | 1 | 2032-04-01 | 0 | MW
0 | 0 | System | Generator | J JEC3 | Coal | Firm Capacity | 1 | 2032-07-01 | 0 | MW
0 | 0 | System | Generator | J JEC3 | Coal | Firm Capacity | 1 | 2032-10-01 | 0 | MW
J JEC3_Firm Capacity2033 | Coal_Firm Capacity2033 | System | Generator | J JEC3 | Coal | Firm Capacity | 1 | 2033-01-01 | 0 | MW
0 | 0 | System | Generator | J JEC3 | Coal | Firm Capacity | 1 | 2033-04-01 | 0 | MW
0 | 0 | System | Generator | J JEC3 | Coal | Firm Capacity | 1 | 2033-07-01 | 0 | MW
0 | 0 | System | Generator | J JEC3 | Coal | Firm Capacity | 1 | 2033-10-01 | 0 | MW
J JEC3_Firm Capacity2034 | Coal_Firm Capacity2034 | System | Generator | J JEC3 | Coal | Firm Capacity | 1 | 2034-01-01 | 0 | MW
0 | 0 | System | Generator | J JEC3 | Coal | Firm Capacity | 1 | 2034-04-01 | 0 | MW
0 | 0 | System | Generator | J JEC3 | Coal | Firm Capacity | 1 | 2034-07-01 | 0 | MW
0 | 0 | System | Generator | J JEC3 | Coal | Firm Capacity | 1 | 2034-10-01 | 0 | MW
J JEC3_Firm Capacity2035 | Coal_Firm Capacity2035 | System | Generator | J JEC3 | Coal | Firm Capacity | 1 | 2035-01-01 | 0 | MW
0 | 0 | System | Generator | J JEC3 | Coal | Firm Capacity | 1 | 2035-04-01 | 0 | MW
0 | 0 | System | Generator | J JEC3 | Coal | Firm Capacity | 1 | 2035-07-01 | 0 | MW
0 | 0 | System | Generator | J JEC3 | Coal | Firm Capacity | 1 | 2035-10-01 | 0 | MW
J JEC3_Firm Capacity2036 | Coal_Firm Capacity2036 | System | Generator | J JEC3 | Coal | Firm Capacity | 1 | 2036-01-01 | 0 | MW
0 | 0 | System | Generator | J JEC3 | Coal | Firm Capacity | 1 | 2036-04-01 | 0 | MW
0 | 0 | System | Generator | J JEC3 | Coal | Firm Capacity | 1 | 2036-07-01 | 0 | MW
0 | 0 | System | Generator | J JEC3 | Coal | Firm Capacity | 1 | 2036-10-01 | 0 | MW
J JEC3_Firm Capacity2037 | Coal_Firm Capacity2037 | System | Generator | J JEC3 | Coal | Firm Capacity | 1 | 2037-01-01 | 0 | MW
0 | 0 | System | Generator | J JEC3 | Coal | Firm Capacity | 1 | 2037-04-01 | 0 | MW
0 | 0 | System | Generator | J JEC3 | Coal | Firm Capacity | 1 | 2037-07-01 | 0 | MW
0 | 0 | System | Generator | J JEC3 | Coal | Firm Capacity | 1 | 2037-10-01 | 0 | MW
J JEC3_Firm Capacity2038 | Coal_Firm Capacity2038 | System | Generator | J JEC3 | Coal | Firm Capacity | 1 | 2038-01-01 | 0 | MW
0 | 0 | System | Generator | J JEC3 | Coal | Firm Capacity | 1 | 2038-04-01 | 0 | MW
0 | 0 | System | Generator | J JEC3 | Coal | Firm Capacity | 1 | 2038-07-01 | 0 | MW
0 | 0 | System | Generator | J JEC3 | Coal | Firm Capacity | 1 | 2038-10-01 | 0 | MW
J JEC3_Firm Capacity2039 | Coal_Firm Capacity2039 | System | Generator | J JEC3 | Coal | Firm Capacity | 1 | 2039-01-01 | 0 | MW
0 | 0 | System | Generator | J JEC3 | Coal | Firm Capacity | 1 | 2039-04-01 | 0 | MW
0 | 0 | System | Generator | J JEC3 | Coal | Firm Capacity | 1 | 2039-07-01 | 0 | MW
0 | 0 | System | Generator | J JEC3 | Coal | Firm Capacity | 1 | 2039-10-01 | 0 | MW
J JEC3_Firm Capacity2040 | Coal_Firm Capacity2040 | System | Generator | J JEC3 | Coal | Firm Capacity | 1 | 2040-01-01 | 0 | MW
0 | 0 | System | Generator | J JEC3 | Coal | Firm Capacity | 1 | 2040-04-01 | 0 | MW
0 | 0 | System | Generator | J JEC3 | Coal | Firm Capacity | 1 | 2040-07-01 | 0 | MW
0 | 0 | System | Generator | J JEC3 | Coal | Firm Capacity | 1 | 2040-10-01 | 0 | MW
J JEC3_Firm Capacity2041 | Coal_Firm Capacity2041 | System | Generator | J JEC3 | Coal | Firm Capacity | 1 | 2041-01-01 | 0 | MW
0 | 0 | System | Generator | J JEC3 | Coal | Firm Capacity | 1 | 2041-04-01 | 0 | MW
0 | 0 | System | Generator | J JEC3 | Coal | Firm Capacity | 1 | 2041-07-01 | 0 | MW
0 | 0 | System | Generator | J JEC3 | Coal | Firm Capacity | 1 | 2041-10-01 | 0 | MW
J JEC3_Firm Capacity2042 | Coal_Firm Capacity2042 | System | Generator | J JEC3 | Coal | Firm Capacity | 1 | 2042-01-01 | 0 | MW
0 | 0 | System | Generator | J JEC3 | Coal | Firm Capacity | 1 | 2042-04-01 | 0 | MW
0 | 0 | System | Generator | J JEC3 | Coal | Firm Capacity | 1 | 2042-07-01 | 0 | MW
0 | 0 | System | Generator | J JEC3 | Coal | Firm Capacity | 1 | 2042-10-01 | 0 | MW
J JEC3_Firm Capacity2043 | Coal_Firm Capacity2043 | System | Generator | J JEC3 | Coal | Firm Capacity | 1 | 2043-01-01 | 0 | MW
0 | 0 | System | Generator | J JEC3 | Coal | Firm Capacity | 1 | 2043-04-01 | 0 | MW
0 | 0 | System | Generator | J JEC3 | Coal | Firm Capacity | 1 | 2043-07-01 | 0 | MW
0 | 0 | System | Generator | J JEC3 | Coal | Firm Capacity | 1 | 2043-10-01 | 0 | MW
G Greenwood1_Firm Capacity2024 | Gas_Firm Capacity2024 | System | Generator | G Greenwood1 | Gas | Firm Capacity | 1 | 2024-01-01 | 68.97 | MW
0 | 0 | System | Generator | G Greenwood1 | Gas | Firm Capacity | 1 | 2024-04-01 | 62.7 | MW
0 | 0 | System | Generator | G Greenwood1 | Gas | Firm Capacity | 1 | 2024-07-01 | 62.7 | MW
0 | 0 | System | Generator | G Greenwood1 | Gas | Firm Capacity | 1 | 2024-10-01 | 62.7 | MW
G Greenwood1_Firm Capacity2025 | Gas_Firm Capacity2025 | System | Generator | G Greenwood1 | Gas | Firm Capacity | 1 | 2025-01-01 | 68.97 | MW
0 | 0 | System | Generator | G Greenwood1 | Gas | Firm Capacity | 1 | 2025-04-01 | 62.7 | MW
0 | 0 | System | Generator | G Greenwood1 | Gas | Firm Capacity | 1 | 2025-07-01 | 62.7 | MW
0 | 0 | System | Generator | G Greenwood1 | Gas | Firm Capacity | 1 | 2025-10-01 | 62.7 | MW
G Greenwood1_Firm Capacity2026 | Gas_Firm Capacity2026 | System | Generator | G Greenwood1 | Gas | Firm Capacity | 1 | 2026-01-01 | 68.97 | MW
0 | 0 | System | Generator | G Greenwood1 | Gas | Firm Capacity | 1 | 2026-04-01 | 62.7 | MW
0 | 0 | System | Generator | G Greenwood1 | Gas | Firm Capacity | 1 | 2026-07-01 | 62.7 | MW
0 | 0 | System | Generator | G Greenwood1 | Gas | Firm Capacity | 1 | 2026-10-01 | 62.7 | MW
G Greenwood1_Firm Capacity2027 | Gas_Firm Capacity2027 | System | Generator | G Greenwood1 | Gas | Firm Capacity | 1 | 2027-01-01 | 68.97 | MW
0 | 0 | System | Generator | G Greenwood1 | Gas | Firm Capacity | 1 | 2027-04-01 | 62.7 | MW
0 | 0 | System | Generator | G Greenwood1 | Gas | Firm Capacity | 1 | 2027-07-01 | 62.7 | MW
0 | 0 | System | Generator | G Greenwood1 | Gas | Firm Capacity | 1 | 2027-10-01 | 62.7 | MW
G Greenwood1_Firm Capacity2028 | Gas_Firm Capacity2028 | System | Generator | G Greenwood1 | Gas | Firm Capacity | 1 | 2028-01-01 | 68.97 | MW
0 | 0 | System | Generator | G Greenwood1 | Gas | Firm Capacity | 1 | 2028-04-01 | 62.7 | MW
0 | 0 | System | Generator | G Greenwood1 | Gas | Firm Capacity | 1 | 2028-07-01 | 62.7 | MW
0 | 0 | System | Generator | G Greenwood1 | Gas | Firm Capacity | 1 | 2028-10-01 | 62.7 | MW
G Greenwood1_Firm Capacity2029 | Gas_Firm Capacity2029 | System | Generator | G Greenwood1 | Gas | Firm Capacity | 1 | 2029-01-01 | 68.97 | MW
0 | 0 | System | Generator | G Greenwood1 | Gas | Firm Capacity | 1 | 2029-04-01 | 62.7 | MW
0 | 0 | System | Generator | G Greenwood1 | Gas | Firm Capacity | 1 | 2029-07-01 | 62.7 | MW
0 | 0 | System | Generator | G Greenwood1 | Gas | Firm Capacity | 1 | 2029-10-01 | 62.7 | MW
G Greenwood1_Firm Capacity2030 | Gas_Firm Capacity2030 | System | Generator | G Greenwood1 | Gas | Firm Capacity | 1 | 2030-01-01 | 68.97 | MW
0 | 0 | System | Generator | G Greenwood1 | Gas | Firm Capacity | 1 | 2030-04-01 | 62.7 | MW
0 | 0 | System | Generator | G Greenwood1 | Gas | Firm Capacity | 1 | 2030-07-01 | 62.7 | MW
0 | 0 | System | Generator | G Greenwood1 | Gas | Firm Capacity | 1 | 2030-10-01 | 62.7 | MW
G Greenwood1_Firm Capacity2031 | Gas_Firm Capacity2031 | System | Generator | G Greenwood1 | Gas | Firm Capacity | 1 | 2031-01-01 | 68.97 | MW
0 | 0 | System | Generator | G Greenwood1 | Gas | Firm Capacity | 1 | 2031-04-01 | 62.7 | MW
0 | 0 | System | Generator | G Greenwood1 | Gas | Firm Capacity | 1 | 2031-07-01 | 62.7 | MW
0 | 0 | System | Generator | G Greenwood1 | Gas | Firm Capacity | 1 | 2031-10-01 | 62.7 | MW
G Greenwood1_Firm Capacity2032 | Gas_Firm Capacity2032 | System | Generator | G Greenwood1 | Gas | Firm Capacity | 1 | 2032-01-01 | 68.97 | MW
0 | 0 | System | Generator | G Greenwood1 | Gas | Firm Capacity | 1 | 2032-04-01 | 62.7 | MW
0 | 0 | System | Generator | G Greenwood1 | Gas | Firm Capacity | 1 | 2032-07-01 | 62.7 | MW
0 | 0 | System | Generator | G Greenwood1 | Gas | Firm Capacity | 1 | 2032-10-01 | 62.7 | MW
G Greenwood1_Firm Capacity2033 | Gas_Firm Capacity2033 | System | Generator | G Greenwood1 | Gas | Firm Capacity | 1 | 2033-01-01 | 68.97 | MW
0 | 0 | System | Generator | G Greenwood1 | Gas | Firm Capacity | 1 | 2033-04-01 | 62.7 | MW
0 | 0 | System | Generator | G Greenwood1 | Gas | Firm Capacity | 1 | 2033-07-01 | 62.7 | MW
0 | 0 | System | Generator | G Greenwood1 | Gas | Firm Capacity | 1 | 2033-10-01 | 62.7 | MW
G Greenwood1_Firm Capacity2034 | Gas_Firm Capacity2034 | System | Generator | G Greenwood1 | Gas | Firm Capacity | 1 | 2034-01-01 | 68.97 | MW
0 | 0 | System | Generator | G Greenwood1 | Gas | Firm Capacity | 1 | 2034-04-01 | 62.7 | MW
0 | 0 | System | Generator | G Greenwood1 | Gas | Firm Capacity | 1 | 2034-07-01 | 62.7 | MW
0 | 0 | System | Generator | G Greenwood1 | Gas | Firm Capacity | 1 | 2034-10-01 | 62.7 | MW
G Greenwood1_Firm Capacity2035 | Gas_Firm Capacity2035 | System | Generator | G Greenwood1 | Gas | Firm Capacity | 1 | 2035-01-01 | 68.97 | MW
0 | 0 | System | Generator | G Greenwood1 | Gas | Firm Capacity | 1 | 2035-04-01 | 62.7 | MW
0 | 0 | System | Generator | G Greenwood1 | Gas | Firm Capacity | 1 | 2035-07-01 | 62.7 | MW
0 | 0 | System | Generator | G Greenwood1 | Gas | Firm Capacity | 1 | 2035-10-01 | 62.7 | MW
G Greenwood1_Firm Capacity2036 | Gas_Firm Capacity2036 | System | Generator | G Greenwood1 | Gas | Firm Capacity | 1 | 2036-01-01 | 68.97 | MW
0 | 0 | System | Generator | G Greenwood1 | Gas | Firm Capacity | 1 | 2036-04-01 | 62.7 | MW
0 | 0 | System | Generator | G Greenwood1 | Gas | Firm Capacity | 1 | 2036-07-01 | 62.7 | MW
0 | 0 | System | Generator | G Greenwood1 | Gas | Firm Capacity | 1 | 2036-10-01 | 62.7 | MW
G Greenwood1_Firm Capacity2037 | Gas_Firm Capacity2037 | System | Generator | G Greenwood1 | Gas | Firm Capacity | 1 | 2037-01-01 | 68.97 | MW
0 | 0 | System | Generator | G Greenwood1 | Gas | Firm Capacity | 1 | 2037-04-01 | 62.7 | MW
0 | 0 | System | Generator | G Greenwood1 | Gas | Firm Capacity | 1 | 2037-07-01 | 62.7 | MW
0 | 0 | System | Generator | G Greenwood1 | Gas | Firm Capacity | 1 | 2037-10-01 | 62.7 | MW
G Greenwood1_Firm Capacity2038 | Gas_Firm Capacity2038 | System | Generator | G Greenwood1 | Gas | Firm Capacity | 1 | 2038-01-01 | 68.97 | MW
0 | 0 | System | Generator | G Greenwood1 | Gas | Firm Capacity | 1 | 2038-04-01 | 62.7 | MW
0 | 0 | System | Generator | G Greenwood1 | Gas | Firm Capacity | 1 | 2038-07-01 | 62.7 | MW
0 | 0 | System | Generator | G Greenwood1 | Gas | Firm Capacity | 1 | 2038-10-01 | 62.7 | MW
G Greenwood1_Firm Capacity2039 | Gas_Firm Capacity2039 | System | Generator | G Greenwood1 | Gas | Firm Capacity | 1 | 2039-01-01 | 68.97 | MW
0 | 0 | System | Generator | G Greenwood1 | Gas | Firm Capacity | 1 | 2039-04-01 | 62.7 | MW
0 | 0 | System | Generator | G Greenwood1 | Gas | Firm Capacity | 1 | 2039-07-01 | 62.7 | MW
0 | 0 | System | Generator | G Greenwood1 | Gas | Firm Capacity | 1 | 2039-10-01 | 62.7 | MW
G Greenwood1_Firm Capacity2040 | Gas_Firm Capacity2040 | System | Generator | G Greenwood1 | Gas | Firm Capacity | 1 | 2040-01-01 | 68.97 | MW
0 | 0 | System | Generator | G Greenwood1 | Gas | Firm Capacity | 1 | 2040-04-01 | 62.7 | MW
0 | 0 | System | Generator | G Greenwood1 | Gas | Firm Capacity | 1 | 2040-07-01 | 62.7 | MW
0 | 0 | System | Generator | G Greenwood1 | Gas | Firm Capacity | 1 | 2040-10-01 | 62.7 | MW
G Greenwood1_Firm Capacity2041 | Gas_Firm Capacity2041 | System | Generator | G Greenwood1 | Gas | Firm Capacity | 1 | 2041-01-01 | 68.97 | MW
0 | 0 | System | Generator | G Greenwood1 | Gas | Firm Capacity | 1 | 2041-04-01 | 62.7 | MW
0 | 0 | System | Generator | G Greenwood1 | Gas | Firm Capacity | 1 | 2041-07-01 | 62.7 | MW
0 | 0 | System | Generator | G Greenwood1 | Gas | Firm Capacity | 1 | 2041-10-01 | 62.7 | MW
G Greenwood1_Firm Capacity2042 | Gas_Firm Capacity2042 | System | Generator | G Greenwood1 | Gas | Firm Capacity | 1 | 2042-01-01 | 68.97 | MW
0 | 0 | System | Generator | G Greenwood1 | Gas | Firm Capacity | 1 | 2042-04-01 | 62.7 | MW
0 | 0 | System | Generator | G Greenwood1 | Gas | Firm Capacity | 1 | 2042-07-01 | 62.7 | MW
0 | 0 | System | Generator | G Greenwood1 | Gas | Firm Capacity | 1 | 2042-10-01 | 62.7 | MW
G Greenwood1_Firm Capacity2043 | Gas_Firm Capacity2043 | System | Generator | G Greenwood1 | Gas | Firm Capacity | 1 | 2043-01-01 | 68.97 | MW
0 | 0 | System | Generator | G Greenwood1 | Gas | Firm Capacity | 1 | 2043-04-01 | 62.7 | MW
0 | 0 | System | Generator | G Greenwood1 | Gas | Firm Capacity | 1 | 2043-07-01 | 62.7 | MW
0 | 0 | System | Generator | G Greenwood1 | Gas | Firm Capacity | 1 | 2043-10-01 | 62.7 | MW
G Greenwood2_Firm Capacity2024 | Gas_Firm Capacity2024 | System | Generator | G Greenwood2 | Gas | Firm Capacity | 1 | 2024-01-01 | 69.3 | MW
0 | 0 | System | Generator | G Greenwood2 | Gas | Firm Capacity | 1 | 2024-04-01 | 63 | MW
0 | 0 | System | Generator | G Greenwood2 | Gas | Firm Capacity | 1 | 2024-07-01 | 63 | MW
0 | 0 | System | Generator | G Greenwood2 | Gas | Firm Capacity | 1 | 2024-10-01 | 63 | MW
G Greenwood2_Firm Capacity2025 | Gas_Firm Capacity2025 | System | Generator | G Greenwood2 | Gas | Firm Capacity | 1 | 2025-01-01 | 69.3 | MW
0 | 0 | System | Generator | G Greenwood2 | Gas | Firm Capacity | 1 | 2025-04-01 | 63 | MW
0 | 0 | System | Generator | G Greenwood2 | Gas | Firm Capacity | 1 | 2025-07-01 | 63 | MW
0 | 0 | System | Generator | G Greenwood2 | Gas | Firm Capacity | 1 | 2025-10-01 | 63 | MW
G Greenwood2_Firm Capacity2026 | Gas_Firm Capacity2026 | System | Generator | G Greenwood2 | Gas | Firm Capacity | 1 | 2026-01-01 | 69.3 | MW
0 | 0 | System | Generator | G Greenwood2 | Gas | Firm Capacity | 1 | 2026-04-01 | 63 | MW
0 | 0 | System | Generator | G Greenwood2 | Gas | Firm Capacity | 1 | 2026-07-01 | 63 | MW
0 | 0 | System | Generator | G Greenwood2 | Gas | Firm Capacity | 1 | 2026-10-01 | 63 | MW
G Greenwood2_Firm Capacity2027 | Gas_Firm Capacity2027 | System | Generator | G Greenwood2 | Gas | Firm Capacity | 1 | 2027-01-01 | 69.3 | MW
0 | 0 | System | Generator | G Greenwood2 | Gas | Firm Capacity | 1 | 2027-04-01 | 63 | MW
0 | 0 | System | Generator | G Greenwood2 | Gas | Firm Capacity | 1 | 2027-07-01 | 63 | MW
0 | 0 | System | Generator | G Greenwood2 | Gas | Firm Capacity | 1 | 2027-10-01 | 63 | MW
G Greenwood2_Firm Capacity2028 | Gas_Firm Capacity2028 | System | Generator | G Greenwood2 | Gas | Firm Capacity | 1 | 2028-01-01 | 69.3 | MW
0 | 0 | System | Generator | G Greenwood2 | Gas | Firm Capacity | 1 | 2028-04-01 | 63 | MW
0 | 0 | System | Generator | G Greenwood2 | Gas | Firm Capacity | 1 | 2028-07-01 | 63 | MW
0 | 0 | System | Generator | G Greenwood2 | Gas | Firm Capacity | 1 | 2028-10-01 | 63 | MW
G Greenwood2_Firm Capacity2029 | Gas_Firm Capacity2029 | System | Generator | G Greenwood2 | Gas | Firm Capacity | 1 | 2029-01-01 | 69.3 | MW
0 | 0 | System | Generator | G Greenwood2 | Gas | Firm Capacity | 1 | 2029-04-01 | 63 | MW
0 | 0 | System | Generator | G Greenwood2 | Gas | Firm Capacity | 1 | 2029-07-01 | 63 | MW
0 | 0 | System | Generator | G Greenwood2 | Gas | Firm Capacity | 1 | 2029-10-01 | 63 | MW
G Greenwood2_Firm Capacity2030 | Gas_Firm Capacity2030 | System | Generator | G Greenwood2 | Gas | Firm Capacity | 1 | 2030-01-01 | 69.3 | MW
0 | 0 | System | Generator | G Greenwood2 | Gas | Firm Capacity | 1 | 2030-04-01 | 63 | MW
0 | 0 | System | Generator | G Greenwood2 | Gas | Firm Capacity | 1 | 2030-07-01 | 63 | MW
0 | 0 | System | Generator | G Greenwood2 | Gas | Firm Capacity | 1 | 2030-10-01 | 63 | MW
G Greenwood2_Firm Capacity2031 | Gas_Firm Capacity2031 | System | Generator | G Greenwood2 | Gas | Firm Capacity | 1 | 2031-01-01 | 69.3 | MW
0 | 0 | System | Generator | G Greenwood2 | Gas | Firm Capacity | 1 | 2031-04-01 | 63 | MW
0 | 0 | System | Generator | G Greenwood2 | Gas | Firm Capacity | 1 | 2031-07-01 | 63 | MW
0 | 0 | System | Generator | G Greenwood2 | Gas | Firm Capacity | 1 | 2031-10-01 | 63 | MW
G Greenwood2_Firm Capacity2032 | Gas_Firm Capacity2032 | System | Generator | G Greenwood2 | Gas | Firm Capacity | 1 | 2032-01-01 | 69.3 | MW
0 | 0 | System | Generator | G Greenwood2 | Gas | Firm Capacity | 1 | 2032-04-01 | 63 | MW
0 | 0 | System | Generator | G Greenwood2 | Gas | Firm Capacity | 1 | 2032-07-01 | 63 | MW
0 | 0 | System | Generator | G Greenwood2 | Gas | Firm Capacity | 1 | 2032-10-01 | 63 | MW
G Greenwood2_Firm Capacity2033 | Gas_Firm Capacity2033 | System | Generator | G Greenwood2 | Gas | Firm Capacity | 1 | 2033-01-01 | 69.3 | MW
0 | 0 | System | Generator | G Greenwood2 | Gas | Firm Capacity | 1 | 2033-04-01 | 63 | MW
0 | 0 | System | Generator | G Greenwood2 | Gas | Firm Capacity | 1 | 2033-07-01 | 63 | MW
0 | 0 | System | Generator | G Greenwood2 | Gas | Firm Capacity | 1 | 2033-10-01 | 63 | MW
G Greenwood2_Firm Capacity2034 | Gas_Firm Capacity2034 | System | Generator | G Greenwood2 | Gas | Firm Capacity | 1 | 2034-01-01 | 69.3 | MW
0 | 0 | System | Generator | G Greenwood2 | Gas | Firm Capacity | 1 | 2034-04-01 | 63 | MW
0 | 0 | System | Generator | G Greenwood2 | Gas | Firm Capacity | 1 | 2034-07-01 | 63 | MW
0 | 0 | System | Generator | G Greenwood2 | Gas | Firm Capacity | 1 | 2034-10-01 | 63 | MW
G Greenwood2_Firm Capacity2035 | Gas_Firm Capacity2035 | System | Generator | G Greenwood2 | Gas | Firm Capacity | 1 | 2035-01-01 | 69.3 | MW
0 | 0 | System | Generator | G Greenwood2 | Gas | Firm Capacity | 1 | 2035-04-01 | 63 | MW
0 | 0 | System | Generator | G Greenwood2 | Gas | Firm Capacity | 1 | 2035-07-01 | 63 | MW
0 | 0 | System | Generator | G Greenwood2 | Gas | Firm Capacity | 1 | 2035-10-01 | 63 | MW
G Greenwood2_Firm Capacity2036 | Gas_Firm Capacity2036 | System | Generator | G Greenwood2 | Gas | Firm Capacity | 1 | 2036-01-01 | 69.3 | MW
0 | 0 | System | Generator | G Greenwood2 | Gas | Firm Capacity | 1 | 2036-04-01 | 63 | MW
0 | 0 | System | Generator | G Greenwood2 | Gas | Firm Capacity | 1 | 2036-07-01 | 63 | MW
0 | 0 | System | Generator | G Greenwood2 | Gas | Firm Capacity | 1 | 2036-10-01 | 63 | MW
G Greenwood2_Firm Capacity2037 | Gas_Firm Capacity2037 | System | Generator | G Greenwood2 | Gas | Firm Capacity | 1 | 2037-01-01 | 69.3 | MW
0 | 0 | System | Generator | G Greenwood2 | Gas | Firm Capacity | 1 | 2037-04-01 | 63 | MW
0 | 0 | System | Generator | G Greenwood2 | Gas | Firm Capacity | 1 | 2037-07-01 | 63 | MW
0 | 0 | System | Generator | G Greenwood2 | Gas | Firm Capacity | 1 | 2037-10-01 | 63 | MW
G Greenwood2_Firm Capacity2038 | Gas_Firm Capacity2038 | System | Generator | G Greenwood2 | Gas | Firm Capacity | 1 | 2038-01-01 | 69.3 | MW
0 | 0 | System | Generator | G Greenwood2 | Gas | Firm Capacity | 1 | 2038-04-01 | 63 | MW
0 | 0 | System | Generator | G Greenwood2 | Gas | Firm Capacity | 1 | 2038-07-01 | 63 | MW
0 | 0 | System | Generator | G Greenwood2 | Gas | Firm Capacity | 1 | 2038-10-01 | 63 | MW
G Greenwood2_Firm Capacity2039 | Gas_Firm Capacity2039 | System | Generator | G Greenwood2 | Gas | Firm Capacity | 1 | 2039-01-01 | 69.3 | MW
0 | 0 | System | Generator | G Greenwood2 | Gas | Firm Capacity | 1 | 2039-04-01 | 63 | MW
0 | 0 | System | Generator | G Greenwood2 | Gas | Firm Capacity | 1 | 2039-07-01 | 63 | MW
0 | 0 | System | Generator | G Greenwood2 | Gas | Firm Capacity | 1 | 2039-10-01 | 63 | MW
G Greenwood2_Firm Capacity2040 | Gas_Firm Capacity2040 | System | Generator | G Greenwood2 | Gas | Firm Capacity | 1 | 2040-01-01 | 69.3 | MW
0 | 0 | System | Generator | G Greenwood2 | Gas | Firm Capacity | 1 | 2040-04-01 | 63 | MW
0 | 0 | System | Generator | G Greenwood2 | Gas | Firm Capacity | 1 | 2040-07-01 | 63 | MW
0 | 0 | System | Generator | G Greenwood2 | Gas | Firm Capacity | 1 | 2040-10-01 | 63 | MW
G Greenwood2_Firm Capacity2041 | Gas_Firm Capacity2041 | System | Generator | G Greenwood2 | Gas | Firm Capacity | 1 | 2041-01-01 | 69.3 | MW
0 | 0 | System | Generator | G Greenwood2 | Gas | Firm Capacity | 1 | 2041-04-01 | 63 | MW
0 | 0 | System | Generator | G Greenwood2 | Gas | Firm Capacity | 1 | 2041-07-01 | 63 | MW
0 | 0 | System | Generator | G Greenwood2 | Gas | Firm Capacity | 1 | 2041-10-01 | 63 | MW
G Greenwood2_Firm Capacity2042 | Gas_Firm Capacity2042 | System | Generator | G Greenwood2 | Gas | Firm Capacity | 1 | 2042-01-01 | 69.3 | MW
0 | 0 | System | Generator | G Greenwood2 | Gas | Firm Capacity | 1 | 2042-04-01 | 63 | MW
0 | 0 | System | Generator | G Greenwood2 | Gas | Firm Capacity | 1 | 2042-07-01 | 63 | MW
0 | 0 | System | Generator | G Greenwood2 | Gas | Firm Capacity | 1 | 2042-10-01 | 63 | MW
G Greenwood2_Firm Capacity2043 | Gas_Firm Capacity2043 | System | Generator | G Greenwood2 | Gas | Firm Capacity | 1 | 2043-01-01 | 69.3 | MW
0 | 0 | System | Generator | G Greenwood2 | Gas | Firm Capacity | 1 | 2043-04-01 | 63 | MW
0 | 0 | System | Generator | G Greenwood2 | Gas | Firm Capacity | 1 | 2043-07-01 | 63 | MW
0 | 0 | System | Generator | G Greenwood2 | Gas | Firm Capacity | 1 | 2043-10-01 | 63 | MW
G Greenwood3_Firm Capacity2024 | Gas_Firm Capacity2024 | System | Generator | G Greenwood3 | Gas | Firm Capacity | 1 | 2024-01-01 | 68.31 | MW
0 | 0 | System | Generator | G Greenwood3 | Gas | Firm Capacity | 1 | 2024-04-01 | 62.1 | MW
0 | 0 | System | Generator | G Greenwood3 | Gas | Firm Capacity | 1 | 2024-07-01 | 62.1 | MW
0 | 0 | System | Generator | G Greenwood3 | Gas | Firm Capacity | 1 | 2024-10-01 | 62.1 | MW
G Greenwood3_Firm Capacity2025 | Gas_Firm Capacity2025 | System | Generator | G Greenwood3 | Gas | Firm Capacity | 1 | 2025-01-01 | 68.31 | MW
0 | 0 | System | Generator | G Greenwood3 | Gas | Firm Capacity | 1 | 2025-04-01 | 62.1 | MW
0 | 0 | System | Generator | G Greenwood3 | Gas | Firm Capacity | 1 | 2025-07-01 | 62.1 | MW
0 | 0 | System | Generator | G Greenwood3 | Gas | Firm Capacity | 1 | 2025-10-01 | 62.1 | MW
G Greenwood3_Firm Capacity2026 | Gas_Firm Capacity2026 | System | Generator | G Greenwood3 | Gas | Firm Capacity | 1 | 2026-01-01 | 68.31 | MW
0 | 0 | System | Generator | G Greenwood3 | Gas | Firm Capacity | 1 | 2026-04-01 | 62.1 | MW
0 | 0 | System | Generator | G Greenwood3 | Gas | Firm Capacity | 1 | 2026-07-01 | 62.1 | MW
0 | 0 | System | Generator | G Greenwood3 | Gas | Firm Capacity | 1 | 2026-10-01 | 62.1 | MW
G Greenwood3_Firm Capacity2027 | Gas_Firm Capacity2027 | System | Generator | G Greenwood3 | Gas | Firm Capacity | 1 | 2027-01-01 | 68.31 | MW
0 | 0 | System | Generator | G Greenwood3 | Gas | Firm Capacity | 1 | 2027-04-01 | 62.1 | MW
0 | 0 | System | Generator | G Greenwood3 | Gas | Firm Capacity | 1 | 2027-07-01 | 62.1 | MW
0 | 0 | System | Generator | G Greenwood3 | Gas | Firm Capacity | 1 | 2027-10-01 | 62.1 | MW
G Greenwood3_Firm Capacity2028 | Gas_Firm Capacity2028 | System | Generator | G Greenwood3 | Gas | Firm Capacity | 1 | 2028-01-01 | 68.31 | MW
0 | 0 | System | Generator | G Greenwood3 | Gas | Firm Capacity | 1 | 2028-04-01 | 62.1 | MW
0 | 0 | System | Generator | G Greenwood3 | Gas | Firm Capacity | 1 | 2028-07-01 | 62.1 | MW
0 | 0 | System | Generator | G Greenwood3 | Gas | Firm Capacity | 1 | 2028-10-01 | 62.1 | MW
G Greenwood3_Firm Capacity2029 | Gas_Firm Capacity2029 | System | Generator | G Greenwood3 | Gas | Firm Capacity | 1 | 2029-01-01 | 68.31 | MW
0 | 0 | System | Generator | G Greenwood3 | Gas | Firm Capacity | 1 | 2029-04-01 | 62.1 | MW
0 | 0 | System | Generator | G Greenwood3 | Gas | Firm Capacity | 1 | 2029-07-01 | 62.1 | MW
0 | 0 | System | Generator | G Greenwood3 | Gas | Firm Capacity | 1 | 2029-10-01 | 62.1 | MW
G Greenwood3_Firm Capacity2030 | Gas_Firm Capacity2030 | System | Generator | G Greenwood3 | Gas | Firm Capacity | 1 | 2030-01-01 | 68.31 | MW
0 | 0 | System | Generator | G Greenwood3 | Gas | Firm Capacity | 1 | 2030-04-01 | 62.1 | MW
0 | 0 | System | Generator | G Greenwood3 | Gas | Firm Capacity | 1 | 2030-07-01 | 62.1 | MW
0 | 0 | System | Generator | G Greenwood3 | Gas | Firm Capacity | 1 | 2030-10-01 | 62.1 | MW
G Greenwood3_Firm Capacity2031 | Gas_Firm Capacity2031 | System | Generator | G Greenwood3 | Gas | Firm Capacity | 1 | 2031-01-01 | 68.31 | MW
0 | 0 | System | Generator | G Greenwood3 | Gas | Firm Capacity | 1 | 2031-04-01 | 62.1 | MW
0 | 0 | System | Generator | G Greenwood3 | Gas | Firm Capacity | 1 | 2031-07-01 | 62.1 | MW
0 | 0 | System | Generator | G Greenwood3 | Gas | Firm Capacity | 1 | 2031-10-01 | 62.1 | MW
G Greenwood3_Firm Capacity2032 | Gas_Firm Capacity2032 | System | Generator | G Greenwood3 | Gas | Firm Capacity | 1 | 2032-01-01 | 68.31 | MW
0 | 0 | System | Generator | G Greenwood3 | Gas | Firm Capacity | 1 | 2032-04-01 | 62.1 | MW
0 | 0 | System | Generator | G Greenwood3 | Gas | Firm Capacity | 1 | 2032-07-01 | 62.1 | MW
0 | 0 | System | Generator | G Greenwood3 | Gas | Firm Capacity | 1 | 2032-10-01 | 62.1 | MW
G Greenwood3_Firm Capacity2033 | Gas_Firm Capacity2033 | System | Generator | G Greenwood3 | Gas | Firm Capacity | 1 | 2033-01-01 | 68.31 | MW
0 | 0 | System | Generator | G Greenwood3 | Gas | Firm Capacity | 1 | 2033-04-01 | 62.1 | MW
0 | 0 | System | Generator | G Greenwood3 | Gas | Firm Capacity | 1 | 2033-07-01 | 62.1 | MW
0 | 0 | System | Generator | G Greenwood3 | Gas | Firm Capacity | 1 | 2033-10-01 | 62.1 | MW
G Greenwood3_Firm Capacity2034 | Gas_Firm Capacity2034 | System | Generator | G Greenwood3 | Gas | Firm Capacity | 1 | 2034-01-01 | 68.31 | MW
0 | 0 | System | Generator | G Greenwood3 | Gas | Firm Capacity | 1 | 2034-04-01 | 62.1 | MW
0 | 0 | System | Generator | G Greenwood3 | Gas | Firm Capacity | 1 | 2034-07-01 | 62.1 | MW
0 | 0 | System | Generator | G Greenwood3 | Gas | Firm Capacity | 1 | 2034-10-01 | 62.1 | MW
G Greenwood3_Firm Capacity2035 | Gas_Firm Capacity2035 | System | Generator | G Greenwood3 | Gas | Firm Capacity | 1 | 2035-01-01 | 68.31 | MW
0 | 0 | System | Generator | G Greenwood3 | Gas | Firm Capacity | 1 | 2035-04-01 | 62.1 | MW
0 | 0 | System | Generator | G Greenwood3 | Gas | Firm Capacity | 1 | 2035-07-01 | 62.1 | MW
0 | 0 | System | Generator | G Greenwood3 | Gas | Firm Capacity | 1 | 2035-10-01 | 62.1 | MW
G Greenwood3_Firm Capacity2036 | Gas_Firm Capacity2036 | System | Generator | G Greenwood3 | Gas | Firm Capacity | 1 | 2036-01-01 | 68.31 | MW
0 | 0 | System | Generator | G Greenwood3 | Gas | Firm Capacity | 1 | 2036-04-01 | 62.1 | MW
0 | 0 | System | Generator | G Greenwood3 | Gas | Firm Capacity | 1 | 2036-07-01 | 62.1 | MW
0 | 0 | System | Generator | G Greenwood3 | Gas | Firm Capacity | 1 | 2036-10-01 | 62.1 | MW
G Greenwood3_Firm Capacity2037 | Gas_Firm Capacity2037 | System | Generator | G Greenwood3 | Gas | Firm Capacity | 1 | 2037-01-01 | 68.31 | MW
0 | 0 | System | Generator | G Greenwood3 | Gas | Firm Capacity | 1 | 2037-04-01 | 62.1 | MW
0 | 0 | System | Generator | G Greenwood3 | Gas | Firm Capacity | 1 | 2037-07-01 | 62.1 | MW
0 | 0 | System | Generator | G Greenwood3 | Gas | Firm Capacity | 1 | 2037-10-01 | 62.1 | MW
G Greenwood3_Firm Capacity2038 | Gas_Firm Capacity2038 | System | Generator | G Greenwood3 | Gas | Firm Capacity | 1 | 2038-01-01 | 68.31 | MW
0 | 0 | System | Generator | G Greenwood3 | Gas | Firm Capacity | 1 | 2038-04-01 | 62.1 | MW
0 | 0 | System | Generator | G Greenwood3 | Gas | Firm Capacity | 1 | 2038-07-01 | 62.1 | MW
0 | 0 | System | Generator | G Greenwood3 | Gas | Firm Capacity | 1 | 2038-10-01 | 62.1 | MW
G Greenwood3_Firm Capacity2039 | Gas_Firm Capacity2039 | System | Generator | G Greenwood3 | Gas | Firm Capacity | 1 | 2039-01-01 | 68.31 | MW
0 | 0 | System | Generator | G Greenwood3 | Gas | Firm Capacity | 1 | 2039-04-01 | 62.1 | MW
0 | 0 | System | Generator | G Greenwood3 | Gas | Firm Capacity | 1 | 2039-07-01 | 62.1 | MW
0 | 0 | System | Generator | G Greenwood3 | Gas | Firm Capacity | 1 | 2039-10-01 | 62.1 | MW
G Greenwood3_Firm Capacity2040 | Gas_Firm Capacity2040 | System | Generator | G Greenwood3 | Gas | Firm Capacity | 1 | 2040-01-01 | 68.31 | MW
0 | 0 | System | Generator | G Greenwood3 | Gas | Firm Capacity | 1 | 2040-04-01 | 62.1 | MW
0 | 0 | System | Generator | G Greenwood3 | Gas | Firm Capacity | 1 | 2040-07-01 | 62.1 | MW
0 | 0 | System | Generator | G Greenwood3 | Gas | Firm Capacity | 1 | 2040-10-01 | 62.1 | MW
G Greenwood3_Firm Capacity2041 | Gas_Firm Capacity2041 | System | Generator | G Greenwood3 | Gas | Firm Capacity | 1 | 2041-01-01 | 68.31 | MW
0 | 0 | System | Generator | G Greenwood3 | Gas | Firm Capacity | 1 | 2041-04-01 | 62.1 | MW
0 | 0 | System | Generator | G Greenwood3 | Gas | Firm Capacity | 1 | 2041-07-01 | 62.1 | MW
0 | 0 | System | Generator | G Greenwood3 | Gas | Firm Capacity | 1 | 2041-10-01 | 62.1 | MW
G Greenwood3_Firm Capacity2042 | Gas_Firm Capacity2042 | System | Generator | G Greenwood3 | Gas | Firm Capacity | 1 | 2042-01-01 | 68.31 | MW
0 | 0 | System | Generator | G Greenwood3 | Gas | Firm Capacity | 1 | 2042-04-01 | 62.1 | MW
0 | 0 | System | Generator | G Greenwood3 | Gas | Firm Capacity | 1 | 2042-07-01 | 62.1 | MW
0 | 0 | System | Generator | G Greenwood3 | Gas | Firm Capacity | 1 | 2042-10-01 | 62.1 | MW
G Greenwood3_Firm Capacity2043 | Gas_Firm Capacity2043 | System | Generator | G Greenwood3 | Gas | Firm Capacity | 1 | 2043-01-01 | 68.31 | MW
0 | 0 | System | Generator | G Greenwood3 | Gas | Firm Capacity | 1 | 2043-04-01 | 62.1 | MW
0 | 0 | System | Generator | G Greenwood3 | Gas | Firm Capacity | 1 | 2043-07-01 | 62.1 | MW
0 | 0 | System | Generator | G Greenwood3 | Gas | Firm Capacity | 1 | 2043-10-01 | 62.1 | MW
G Greenwood4_Firm Capacity2024 | Gas_Firm Capacity2024 | System | Generator | G Greenwood4 | Gas | Firm Capacity | 1 | 2024-01-01 | 67.98 | MW
0 | 0 | System | Generator | G Greenwood4 | Gas | Firm Capacity | 1 | 2024-04-01 | 61.8 | MW
0 | 0 | System | Generator | G Greenwood4 | Gas | Firm Capacity | 1 | 2024-07-01 | 61.8 | MW
0 | 0 | System | Generator | G Greenwood4 | Gas | Firm Capacity | 1 | 2024-10-01 | 61.8 | MW
G Greenwood4_Firm Capacity2025 | Gas_Firm Capacity2025 | System | Generator | G Greenwood4 | Gas | Firm Capacity | 1 | 2025-01-01 | 67.98 | MW
0 | 0 | System | Generator | G Greenwood4 | Gas | Firm Capacity | 1 | 2025-04-01 | 61.8 | MW
0 | 0 | System | Generator | G Greenwood4 | Gas | Firm Capacity | 1 | 2025-07-01 | 61.8 | MW
0 | 0 | System | Generator | G Greenwood4 | Gas | Firm Capacity | 1 | 2025-10-01 | 61.8 | MW
G Greenwood4_Firm Capacity2026 | Gas_Firm Capacity2026 | System | Generator | G Greenwood4 | Gas | Firm Capacity | 1 | 2026-01-01 | 67.98 | MW
0 | 0 | System | Generator | G Greenwood4 | Gas | Firm Capacity | 1 | 2026-04-01 | 61.8 | MW
0 | 0 | System | Generator | G Greenwood4 | Gas | Firm Capacity | 1 | 2026-07-01 | 61.8 | MW
0 | 0 | System | Generator | G Greenwood4 | Gas | Firm Capacity | 1 | 2026-10-01 | 61.8 | MW
G Greenwood4_Firm Capacity2027 | Gas_Firm Capacity2027 | System | Generator | G Greenwood4 | Gas | Firm Capacity | 1 | 2027-01-01 | 67.98 | MW
0 | 0 | System | Generator | G Greenwood4 | Gas | Firm Capacity | 1 | 2027-04-01 | 61.8 | MW
0 | 0 | System | Generator | G Greenwood4 | Gas | Firm Capacity | 1 | 2027-07-01 | 61.8 | MW
0 | 0 | System | Generator | G Greenwood4 | Gas | Firm Capacity | 1 | 2027-10-01 | 61.8 | MW
G Greenwood4_Firm Capacity2028 | Gas_Firm Capacity2028 | System | Generator | G Greenwood4 | Gas | Firm Capacity | 1 | 2028-01-01 | 67.98 | MW
0 | 0 | System | Generator | G Greenwood4 | Gas | Firm Capacity | 1 | 2028-04-01 | 61.8 | MW
0 | 0 | System | Generator | G Greenwood4 | Gas | Firm Capacity | 1 | 2028-07-01 | 61.8 | MW
0 | 0 | System | Generator | G Greenwood4 | Gas | Firm Capacity | 1 | 2028-10-01 | 61.8 | MW
G Greenwood4_Firm Capacity2029 | Gas_Firm Capacity2029 | System | Generator | G Greenwood4 | Gas | Firm Capacity | 1 | 2029-01-01 | 67.98 | MW
0 | 0 | System | Generator | G Greenwood4 | Gas | Firm Capacity | 1 | 2029-04-01 | 61.8 | MW
0 | 0 | System | Generator | G Greenwood4 | Gas | Firm Capacity | 1 | 2029-07-01 | 61.8 | MW
0 | 0 | System | Generator | G Greenwood4 | Gas | Firm Capacity | 1 | 2029-10-01 | 61.8 | MW
G Greenwood4_Firm Capacity2030 | Gas_Firm Capacity2030 | System | Generator | G Greenwood4 | Gas | Firm Capacity | 1 | 2030-01-01 | 67.98 | MW
0 | 0 | System | Generator | G Greenwood4 | Gas | Firm Capacity | 1 | 2030-04-01 | 61.8 | MW
0 | 0 | System | Generator | G Greenwood4 | Gas | Firm Capacity | 1 | 2030-07-01 | 61.8 | MW
0 | 0 | System | Generator | G Greenwood4 | Gas | Firm Capacity | 1 | 2030-10-01 | 61.8 | MW
G Greenwood4_Firm Capacity2031 | Gas_Firm Capacity2031 | System | Generator | G Greenwood4 | Gas | Firm Capacity | 1 | 2031-01-01 | 67.98 | MW
0 | 0 | System | Generator | G Greenwood4 | Gas | Firm Capacity | 1 | 2031-04-01 | 61.8 | MW
0 | 0 | System | Generator | G Greenwood4 | Gas | Firm Capacity | 1 | 2031-07-01 | 61.8 | MW
0 | 0 | System | Generator | G Greenwood4 | Gas | Firm Capacity | 1 | 2031-10-01 | 61.8 | MW
G Greenwood4_Firm Capacity2032 | Gas_Firm Capacity2032 | System | Generator | G Greenwood4 | Gas | Firm Capacity | 1 | 2032-01-01 | 67.98 | MW
0 | 0 | System | Generator | G Greenwood4 | Gas | Firm Capacity | 1 | 2032-04-01 | 61.8 | MW
0 | 0 | System | Generator | G Greenwood4 | Gas | Firm Capacity | 1 | 2032-07-01 | 61.8 | MW
0 | 0 | System | Generator | G Greenwood4 | Gas | Firm Capacity | 1 | 2032-10-01 | 61.8 | MW
G Greenwood4_Firm Capacity2033 | Gas_Firm Capacity2033 | System | Generator | G Greenwood4 | Gas | Firm Capacity | 1 | 2033-01-01 | 67.98 | MW
0 | 0 | System | Generator | G Greenwood4 | Gas | Firm Capacity | 1 | 2033-04-01 | 61.8 | MW
0 | 0 | System | Generator | G Greenwood4 | Gas | Firm Capacity | 1 | 2033-07-01 | 61.8 | MW
0 | 0 | System | Generator | G Greenwood4 | Gas | Firm Capacity | 1 | 2033-10-01 | 61.8 | MW
G Greenwood4_Firm Capacity2034 | Gas_Firm Capacity2034 | System | Generator | G Greenwood4 | Gas | Firm Capacity | 1 | 2034-01-01 | 67.98 | MW
0 | 0 | System | Generator | G Greenwood4 | Gas | Firm Capacity | 1 | 2034-04-01 | 61.8 | MW
0 | 0 | System | Generator | G Greenwood4 | Gas | Firm Capacity | 1 | 2034-07-01 | 61.8 | MW
0 | 0 | System | Generator | G Greenwood4 | Gas | Firm Capacity | 1 | 2034-10-01 | 61.8 | MW
G Greenwood4_Firm Capacity2035 | Gas_Firm Capacity2035 | System | Generator | G Greenwood4 | Gas | Firm Capacity | 1 | 2035-01-01 | 67.98 | MW
0 | 0 | System | Generator | G Greenwood4 | Gas | Firm Capacity | 1 | 2035-04-01 | 61.8 | MW
0 | 0 | System | Generator | G Greenwood4 | Gas | Firm Capacity | 1 | 2035-07-01 | 61.8 | MW
0 | 0 | System | Generator | G Greenwood4 | Gas | Firm Capacity | 1 | 2035-10-01 | 61.8 | MW
G Greenwood4_Firm Capacity2036 | Gas_Firm Capacity2036 | System | Generator | G Greenwood4 | Gas | Firm Capacity | 1 | 2036-01-01 | 67.98 | MW
0 | 0 | System | Generator | G Greenwood4 | Gas | Firm Capacity | 1 | 2036-04-01 | 61.8 | MW
0 | 0 | System | Generator | G Greenwood4 | Gas | Firm Capacity | 1 | 2036-07-01 | 61.8 | MW
0 | 0 | System | Generator | G Greenwood4 | Gas | Firm Capacity | 1 | 2036-10-01 | 61.8 | MW
G Greenwood4_Firm Capacity2037 | Gas_Firm Capacity2037 | System | Generator | G Greenwood4 | Gas | Firm Capacity | 1 | 2037-01-01 | 67.98 | MW
0 | 0 | System | Generator | G Greenwood4 | Gas | Firm Capacity | 1 | 2037-04-01 | 61.8 | MW
0 | 0 | System | Generator | G Greenwood4 | Gas | Firm Capacity | 1 | 2037-07-01 | 61.8 | MW
0 | 0 | System | Generator | G Greenwood4 | Gas | Firm Capacity | 1 | 2037-10-01 | 61.8 | MW
G Greenwood4_Firm Capacity2038 | Gas_Firm Capacity2038 | System | Generator | G Greenwood4 | Gas | Firm Capacity | 1 | 2038-01-01 | 67.98 | MW
0 | 0 | System | Generator | G Greenwood4 | Gas | Firm Capacity | 1 | 2038-04-01 | 61.8 | MW
0 | 0 | System | Generator | G Greenwood4 | Gas | Firm Capacity | 1 | 2038-07-01 | 61.8 | MW
0 | 0 | System | Generator | G Greenwood4 | Gas | Firm Capacity | 1 | 2038-10-01 | 61.8 | MW
G Greenwood4_Firm Capacity2039 | Gas_Firm Capacity2039 | System | Generator | G Greenwood4 | Gas | Firm Capacity | 1 | 2039-01-01 | 67.98 | MW
0 | 0 | System | Generator | G Greenwood4 | Gas | Firm Capacity | 1 | 2039-04-01 | 61.8 | MW
0 | 0 | System | Generator | G Greenwood4 | Gas | Firm Capacity | 1 | 2039-07-01 | 61.8 | MW
0 | 0 | System | Generator | G Greenwood4 | Gas | Firm Capacity | 1 | 2039-10-01 | 61.8 | MW
G Greenwood4_Firm Capacity2040 | Gas_Firm Capacity2040 | System | Generator | G Greenwood4 | Gas | Firm Capacity | 1 | 2040-01-01 | 67.98 | MW
0 | 0 | System | Generator | G Greenwood4 | Gas | Firm Capacity | 1 | 2040-04-01 | 61.8 | MW
0 | 0 | System | Generator | G Greenwood4 | Gas | Firm Capacity | 1 | 2040-07-01 | 61.8 | MW
0 | 0 | System | Generator | G Greenwood4 | Gas | Firm Capacity | 1 | 2040-10-01 | 61.8 | MW
G Greenwood4_Firm Capacity2041 | Gas_Firm Capacity2041 | System | Generator | G Greenwood4 | Gas | Firm Capacity | 1 | 2041-01-01 | 67.98 | MW
0 | 0 | System | Generator | G Greenwood4 | Gas | Firm Capacity | 1 | 2041-04-01 | 61.8 | MW
0 | 0 | System | Generator | G Greenwood4 | Gas | Firm Capacity | 1 | 2041-07-01 | 61.8 | MW
0 | 0 | System | Generator | G Greenwood4 | Gas | Firm Capacity | 1 | 2041-10-01 | 61.8 | MW
G Greenwood4_Firm Capacity2042 | Gas_Firm Capacity2042 | System | Generator | G Greenwood4 | Gas | Firm Capacity | 1 | 2042-01-01 | 67.98 | MW
0 | 0 | System | Generator | G Greenwood4 | Gas | Firm Capacity | 1 | 2042-04-01 | 61.8 | MW
0 | 0 | System | Generator | G Greenwood4 | Gas | Firm Capacity | 1 | 2042-07-01 | 61.8 | MW
0 | 0 | System | Generator | G Greenwood4 | Gas | Firm Capacity | 1 | 2042-10-01 | 61.8 | MW
G Greenwood4_Firm Capacity2043 | Gas_Firm Capacity2043 | System | Generator | G Greenwood4 | Gas | Firm Capacity | 1 | 2043-01-01 | 67.98 | MW
0 | 0 | System | Generator | G Greenwood4 | Gas | Firm Capacity | 1 | 2043-04-01 | 61.8 | MW
0 | 0 | System | Generator | G Greenwood4 | Gas | Firm Capacity | 1 | 2043-07-01 | 61.8 | MW
0 | 0 | System | Generator | G Greenwood4 | Gas | Firm Capacity | 1 | 2043-10-01 | 61.8 | MW
G LakeRoad1_Firm Capacity2024 | Gas_Firm Capacity2024 | System | Generator | G LakeRoad1 | Gas | Firm Capacity | 1 | 2024-01-01 | 20.19 | MW
0 | 0 | System | Generator | G LakeRoad1 | Gas | Firm Capacity | 1 | 2024-04-01 | 18.35 | MW
0 | 0 | System | Generator | G LakeRoad1 | Gas | Firm Capacity | 1 | 2024-07-01 | 18.35 | MW
0 | 0 | System | Generator | G LakeRoad1 | Gas | Firm Capacity | 1 | 2024-10-01 | 18.35 | MW
G LakeRoad1_Firm Capacity2025 | Gas_Firm Capacity2025 | System | Generator | G LakeRoad1 | Gas | Firm Capacity | 1 | 2025-01-01 | 20.19 | MW
0 | 0 | System | Generator | G LakeRoad1 | Gas | Firm Capacity | 1 | 2025-04-01 | 18.35 | MW
0 | 0 | System | Generator | G LakeRoad1 | Gas | Firm Capacity | 1 | 2025-07-01 | 18.35 | MW
0 | 0 | System | Generator | G LakeRoad1 | Gas | Firm Capacity | 1 | 2025-10-01 | 18.35 | MW
G LakeRoad1_Firm Capacity2026 | Gas_Firm Capacity2026 | System | Generator | G LakeRoad1 | Gas | Firm Capacity | 1 | 2026-01-01 | 20.19 | MW
0 | 0 | System | Generator | G LakeRoad1 | Gas | Firm Capacity | 1 | 2026-04-01 | 18.35 | MW
0 | 0 | System | Generator | G LakeRoad1 | Gas | Firm Capacity | 1 | 2026-07-01 | 18.35 | MW
0 | 0 | System | Generator | G LakeRoad1 | Gas | Firm Capacity | 1 | 2026-10-01 | 18.35 | MW
G LakeRoad1_Firm Capacity2027 | Gas_Firm Capacity2027 | System | Generator | G LakeRoad1 | Gas | Firm Capacity | 1 | 2027-01-01 | 20.19 | MW
0 | 0 | System | Generator | G LakeRoad1 | Gas | Firm Capacity | 1 | 2027-04-01 | 18.35 | MW
0 | 0 | System | Generator | G LakeRoad1 | Gas | Firm Capacity | 1 | 2027-07-01 | 18.35 | MW
0 | 0 | System | Generator | G LakeRoad1 | Gas | Firm Capacity | 1 | 2027-10-01 | 18.35 | MW
G LakeRoad1_Firm Capacity2028 | Gas_Firm Capacity2028 | System | Generator | G LakeRoad1 | Gas | Firm Capacity | 1 | 2028-01-01 | 20.19 | MW
0 | 0 | System | Generator | G LakeRoad1 | Gas | Firm Capacity | 1 | 2028-04-01 | 18.35 | MW
0 | 0 | System | Generator | G LakeRoad1 | Gas | Firm Capacity | 1 | 2028-07-01 | 18.35 | MW
0 | 0 | System | Generator | G LakeRoad1 | Gas | Firm Capacity | 1 | 2028-10-01 | 18.35 | MW
G LakeRoad1_Firm Capacity2029 | Gas_Firm Capacity2029 | System | Generator | G LakeRoad1 | Gas | Firm Capacity | 1 | 2029-01-01 | 20.19 | MW
0 | 0 | System | Generator | G LakeRoad1 | Gas | Firm Capacity | 1 | 2029-04-01 | 18.35 | MW
0 | 0 | System | Generator | G LakeRoad1 | Gas | Firm Capacity | 1 | 2029-07-01 | 18.35 | MW
0 | 0 | System | Generator | G LakeRoad1 | Gas | Firm Capacity | 1 | 2029-10-01 | 18.35 | MW
G LakeRoad1_Firm Capacity2030 | Gas_Firm Capacity2030 | System | Generator | G LakeRoad1 | Gas | Firm Capacity | 1 | 2030-01-01 | 20.19 | MW
0 | 0 | System | Generator | G LakeRoad1 | Gas | Firm Capacity | 1 | 2030-04-01 | 18.35 | MW
0 | 0 | System | Generator | G LakeRoad1 | Gas | Firm Capacity | 1 | 2030-07-01 | 18.35 | MW
0 | 0 | System | Generator | G LakeRoad1 | Gas | Firm Capacity | 1 | 2030-10-01 | 18.35 | MW
G LakeRoad1_Firm Capacity2031 | Gas_Firm Capacity2031 | System | Generator | G LakeRoad1 | Gas | Firm Capacity | 1 | 2031-01-01 | 20.19 | MW
0 | 0 | System | Generator | G LakeRoad1 | Gas | Firm Capacity | 1 | 2031-04-01 | 18.35 | MW
0 | 0 | System | Generator | G LakeRoad1 | Gas | Firm Capacity | 1 | 2031-07-01 | 18.35 | MW
0 | 0 | System | Generator | G LakeRoad1 | Gas | Firm Capacity | 1 | 2031-10-01 | 18.35 | MW
G LakeRoad1_Firm Capacity2032 | Gas_Firm Capacity2032 | System | Generator | G LakeRoad1 | Gas | Firm Capacity | 1 | 2032-01-01 | 20.19 | MW
0 | 0 | System | Generator | G LakeRoad1 | Gas | Firm Capacity | 1 | 2032-04-01 | 18.35 | MW
0 | 0 | System | Generator | G LakeRoad1 | Gas | Firm Capacity | 1 | 2032-07-01 | 18.35 | MW
0 | 0 | System | Generator | G LakeRoad1 | Gas | Firm Capacity | 1 | 2032-10-01 | 18.35 | MW
G LakeRoad1_Firm Capacity2033 | Gas_Firm Capacity2033 | System | Generator | G LakeRoad1 | Gas | Firm Capacity | 1 | 2033-01-01 | 20.19 | MW
0 | 0 | System | Generator | G LakeRoad1 | Gas | Firm Capacity | 1 | 2033-04-01 | 18.35 | MW
0 | 0 | System | Generator | G LakeRoad1 | Gas | Firm Capacity | 1 | 2033-07-01 | 18.35 | MW
0 | 0 | System | Generator | G LakeRoad1 | Gas | Firm Capacity | 1 | 2033-10-01 | 18.35 | MW
G LakeRoad1_Firm Capacity2034 | Gas_Firm Capacity2034 | System | Generator | G LakeRoad1 | Gas | Firm Capacity | 1 | 2034-01-01 | 20.19 | MW
0 | 0 | System | Generator | G LakeRoad1 | Gas | Firm Capacity | 1 | 2034-04-01 | 18.35 | MW
0 | 0 | System | Generator | G LakeRoad1 | Gas | Firm Capacity | 1 | 2034-07-01 | 18.35 | MW
0 | 0 | System | Generator | G LakeRoad1 | Gas | Firm Capacity | 1 | 2034-10-01 | 18.35 | MW
G LakeRoad1_Firm Capacity2035 | Gas_Firm Capacity2035 | System | Generator | G LakeRoad1 | Gas | Firm Capacity | 1 | 2035-01-01 | 20.19 | MW
0 | 0 | System | Generator | G LakeRoad1 | Gas | Firm Capacity | 1 | 2035-04-01 | 18.35 | MW
0 | 0 | System | Generator | G LakeRoad1 | Gas | Firm Capacity | 1 | 2035-07-01 | 18.35 | MW
0 | 0 | System | Generator | G LakeRoad1 | Gas | Firm Capacity | 1 | 2035-10-01 | 18.35 | MW
G LakeRoad1_Firm Capacity2036 | Gas_Firm Capacity2036 | System | Generator | G LakeRoad1 | Gas | Firm Capacity | 1 | 2036-01-01 | 20.19 | MW
0 | 0 | System | Generator | G LakeRoad1 | Gas | Firm Capacity | 1 | 2036-04-01 | 18.35 | MW
0 | 0 | System | Generator | G LakeRoad1 | Gas | Firm Capacity | 1 | 2036-07-01 | 18.35 | MW
0 | 0 | System | Generator | G LakeRoad1 | Gas | Firm Capacity | 1 | 2036-10-01 | 18.35 | MW
G LakeRoad1_Firm Capacity2037 | Gas_Firm Capacity2037 | System | Generator | G LakeRoad1 | Gas | Firm Capacity | 1 | 2037-01-01 | 20.19 | MW
0 | 0 | System | Generator | G LakeRoad1 | Gas | Firm Capacity | 1 | 2037-04-01 | 18.35 | MW
0 | 0 | System | Generator | G LakeRoad1 | Gas | Firm Capacity | 1 | 2037-07-01 | 18.35 | MW
0 | 0 | System | Generator | G LakeRoad1 | Gas | Firm Capacity | 1 | 2037-10-01 | 18.35 | MW
G LakeRoad1_Firm Capacity2038 | Gas_Firm Capacity2038 | System | Generator | G LakeRoad1 | Gas | Firm Capacity | 1 | 2038-01-01 | 20.19 | MW
0 | 0 | System | Generator | G LakeRoad1 | Gas | Firm Capacity | 1 | 2038-04-01 | 18.35 | MW
0 | 0 | System | Generator | G LakeRoad1 | Gas | Firm Capacity | 1 | 2038-07-01 | 18.35 | MW
0 | 0 | System | Generator | G LakeRoad1 | Gas | Firm Capacity | 1 | 2038-10-01 | 18.35 | MW
G LakeRoad1_Firm Capacity2039 | Gas_Firm Capacity2039 | System | Generator | G LakeRoad1 | Gas | Firm Capacity | 1 | 2039-01-01 | 20.19 | MW
0 | 0 | System | Generator | G LakeRoad1 | Gas | Firm Capacity | 1 | 2039-04-01 | 18.35 | MW
0 | 0 | System | Generator | G LakeRoad1 | Gas | Firm Capacity | 1 | 2039-07-01 | 18.35 | MW
0 | 0 | System | Generator | G LakeRoad1 | Gas | Firm Capacity | 1 | 2039-10-01 | 18.35 | MW
G LakeRoad1_Firm Capacity2040 | Gas_Firm Capacity2040 | System | Generator | G LakeRoad1 | Gas | Firm Capacity | 1 | 2040-01-01 | 20.19 | MW
0 | 0 | System | Generator | G LakeRoad1 | Gas | Firm Capacity | 1 | 2040-04-01 | 18.35 | MW
0 | 0 | System | Generator | G LakeRoad1 | Gas | Firm Capacity | 1 | 2040-07-01 | 18.35 | MW
0 | 0 | System | Generator | G LakeRoad1 | Gas | Firm Capacity | 1 | 2040-10-01 | 18.35 | MW
G LakeRoad1_Firm Capacity2041 | Gas_Firm Capacity2041 | System | Generator | G LakeRoad1 | Gas | Firm Capacity | 1 | 2041-01-01 | 20.19 | MW
0 | 0 | System | Generator | G LakeRoad1 | Gas | Firm Capacity | 1 | 2041-04-01 | 18.35 | MW
0 | 0 | System | Generator | G LakeRoad1 | Gas | Firm Capacity | 1 | 2041-07-01 | 18.35 | MW
0 | 0 | System | Generator | G LakeRoad1 | Gas | Firm Capacity | 1 | 2041-10-01 | 18.35 | MW
G LakeRoad1_Firm Capacity2042 | Gas_Firm Capacity2042 | System | Generator | G LakeRoad1 | Gas | Firm Capacity | 1 | 2042-01-01 | 20.19 | MW
0 | 0 | System | Generator | G LakeRoad1 | Gas | Firm Capacity | 1 | 2042-04-01 | 18.35 | MW
0 | 0 | System | Generator | G LakeRoad1 | Gas | Firm Capacity | 1 | 2042-07-01 | 18.35 | MW
0 | 0 | System | Generator | G LakeRoad1 | Gas | Firm Capacity | 1 | 2042-10-01 | 18.35 | MW
G LakeRoad1_Firm Capacity2043 | Gas_Firm Capacity2043 | System | Generator | G LakeRoad1 | Gas | Firm Capacity | 1 | 2043-01-01 | 20.19 | MW
0 | 0 | System | Generator | G LakeRoad1 | Gas | Firm Capacity | 1 | 2043-04-01 | 18.35 | MW
0 | 0 | System | Generator | G LakeRoad1 | Gas | Firm Capacity | 1 | 2043-07-01 | 18.35 | MW
0 | 0 | System | Generator | G LakeRoad1 | Gas | Firm Capacity | 1 | 2043-10-01 | 18.35 | MW
G LakeRoad2_Firm Capacity2024 | Gas_Firm Capacity2024 | System | Generator | G LakeRoad2 | Gas | Firm Capacity | 1 | 2024-01-01 | 25.19 | MW
0 | 0 | System | Generator | G LakeRoad2 | Gas | Firm Capacity | 1 | 2024-04-01 | 22.9 | MW
0 | 0 | System | Generator | G LakeRoad2 | Gas | Firm Capacity | 1 | 2024-07-01 | 22.9 | MW
0 | 0 | System | Generator | G LakeRoad2 | Gas | Firm Capacity | 1 | 2024-10-01 | 22.9 | MW
G LakeRoad2_Firm Capacity2025 | Gas_Firm Capacity2025 | System | Generator | G LakeRoad2 | Gas | Firm Capacity | 1 | 2025-01-01 | 25.19 | MW
0 | 0 | System | Generator | G LakeRoad2 | Gas | Firm Capacity | 1 | 2025-04-01 | 22.9 | MW
0 | 0 | System | Generator | G LakeRoad2 | Gas | Firm Capacity | 1 | 2025-07-01 | 22.9 | MW
0 | 0 | System | Generator | G LakeRoad2 | Gas | Firm Capacity | 1 | 2025-10-01 | 22.9 | MW
G LakeRoad2_Firm Capacity2026 | Gas_Firm Capacity2026 | System | Generator | G LakeRoad2 | Gas | Firm Capacity | 1 | 2026-01-01 | 25.19 | MW
0 | 0 | System | Generator | G LakeRoad2 | Gas | Firm Capacity | 1 | 2026-04-01 | 22.9 | MW
0 | 0 | System | Generator | G LakeRoad2 | Gas | Firm Capacity | 1 | 2026-07-01 | 22.9 | MW
0 | 0 | System | Generator | G LakeRoad2 | Gas | Firm Capacity | 1 | 2026-10-01 | 22.9 | MW
G LakeRoad2_Firm Capacity2027 | Gas_Firm Capacity2027 | System | Generator | G LakeRoad2 | Gas | Firm Capacity | 1 | 2027-01-01 | 25.19 | MW
0 | 0 | System | Generator | G LakeRoad2 | Gas | Firm Capacity | 1 | 2027-04-01 | 22.9 | MW
0 | 0 | System | Generator | G LakeRoad2 | Gas | Firm Capacity | 1 | 2027-07-01 | 22.9 | MW
0 | 0 | System | Generator | G LakeRoad2 | Gas | Firm Capacity | 1 | 2027-10-01 | 22.9 | MW
G LakeRoad2_Firm Capacity2028 | Gas_Firm Capacity2028 | System | Generator | G LakeRoad2 | Gas | Firm Capacity | 1 | 2028-01-01 | 25.19 | MW
0 | 0 | System | Generator | G LakeRoad2 | Gas | Firm Capacity | 1 | 2028-04-01 | 22.9 | MW
0 | 0 | System | Generator | G LakeRoad2 | Gas | Firm Capacity | 1 | 2028-07-01 | 22.9 | MW
0 | 0 | System | Generator | G LakeRoad2 | Gas | Firm Capacity | 1 | 2028-10-01 | 22.9 | MW
G LakeRoad2_Firm Capacity2029 | Gas_Firm Capacity2029 | System | Generator | G LakeRoad2 | Gas | Firm Capacity | 1 | 2029-01-01 | 25.19 | MW
0 | 0 | System | Generator | G LakeRoad2 | Gas | Firm Capacity | 1 | 2029-04-01 | 22.9 | MW
0 | 0 | System | Generator | G LakeRoad2 | Gas | Firm Capacity | 1 | 2029-07-01 | 22.9 | MW
0 | 0 | System | Generator | G LakeRoad2 | Gas | Firm Capacity | 1 | 2029-10-01 | 22.9 | MW
G LakeRoad2_Firm Capacity2030 | Gas_Firm Capacity2030 | System | Generator | G LakeRoad2 | Gas | Firm Capacity | 1 | 2030-01-01 | 25.19 | MW
0 | 0 | System | Generator | G LakeRoad2 | Gas | Firm Capacity | 1 | 2030-04-01 | 22.9 | MW
0 | 0 | System | Generator | G LakeRoad2 | Gas | Firm Capacity | 1 | 2030-07-01 | 22.9 | MW
0 | 0 | System | Generator | G LakeRoad2 | Gas | Firm Capacity | 1 | 2030-10-01 | 22.9 | MW
G LakeRoad2_Firm Capacity2031 | Gas_Firm Capacity2031 | System | Generator | G LakeRoad2 | Gas | Firm Capacity | 1 | 2031-01-01 | 25.19 | MW
0 | 0 | System | Generator | G LakeRoad2 | Gas | Firm Capacity | 1 | 2031-04-01 | 22.9 | MW
0 | 0 | System | Generator | G LakeRoad2 | Gas | Firm Capacity | 1 | 2031-07-01 | 22.9 | MW
0 | 0 | System | Generator | G LakeRoad2 | Gas | Firm Capacity | 1 | 2031-10-01 | 22.9 | MW
G LakeRoad2_Firm Capacity2032 | Gas_Firm Capacity2032 | System | Generator | G LakeRoad2 | Gas | Firm Capacity | 1 | 2032-01-01 | 25.19 | MW
0 | 0 | System | Generator | G LakeRoad2 | Gas | Firm Capacity | 1 | 2032-04-01 | 22.9 | MW
0 | 0 | System | Generator | G LakeRoad2 | Gas | Firm Capacity | 1 | 2032-07-01 | 22.9 | MW
0 | 0 | System | Generator | G LakeRoad2 | Gas | Firm Capacity | 1 | 2032-10-01 | 22.9 | MW
G LakeRoad2_Firm Capacity2033 | Gas_Firm Capacity2033 | System | Generator | G LakeRoad2 | Gas | Firm Capacity | 1 | 2033-01-01 | 25.19 | MW
0 | 0 | System | Generator | G LakeRoad2 | Gas | Firm Capacity | 1 | 2033-04-01 | 22.9 | MW
0 | 0 | System | Generator | G LakeRoad2 | Gas | Firm Capacity | 1 | 2033-07-01 | 22.9 | MW
0 | 0 | System | Generator | G LakeRoad2 | Gas | Firm Capacity | 1 | 2033-10-01 | 22.9 | MW
G LakeRoad2_Firm Capacity2034 | Gas_Firm Capacity2034 | System | Generator | G LakeRoad2 | Gas | Firm Capacity | 1 | 2034-01-01 | 25.19 | MW
0 | 0 | System | Generator | G LakeRoad2 | Gas | Firm Capacity | 1 | 2034-04-01 | 22.9 | MW
0 | 0 | System | Generator | G LakeRoad2 | Gas | Firm Capacity | 1 | 2034-07-01 | 22.9 | MW
0 | 0 | System | Generator | G LakeRoad2 | Gas | Firm Capacity | 1 | 2034-10-01 | 22.9 | MW
G LakeRoad2_Firm Capacity2035 | Gas_Firm Capacity2035 | System | Generator | G LakeRoad2 | Gas | Firm Capacity | 1 | 2035-01-01 | 25.19 | MW
0 | 0 | System | Generator | G LakeRoad2 | Gas | Firm Capacity | 1 | 2035-04-01 | 22.9 | MW
0 | 0 | System | Generator | G LakeRoad2 | Gas | Firm Capacity | 1 | 2035-07-01 | 22.9 | MW
0 | 0 | System | Generator | G LakeRoad2 | Gas | Firm Capacity | 1 | 2035-10-01 | 22.9 | MW
G LakeRoad2_Firm Capacity2036 | Gas_Firm Capacity2036 | System | Generator | G LakeRoad2 | Gas | Firm Capacity | 1 | 2036-01-01 | 25.19 | MW
0 | 0 | System | Generator | G LakeRoad2 | Gas | Firm Capacity | 1 | 2036-04-01 | 22.9 | MW
0 | 0 | System | Generator | G LakeRoad2 | Gas | Firm Capacity | 1 | 2036-07-01 | 22.9 | MW
0 | 0 | System | Generator | G LakeRoad2 | Gas | Firm Capacity | 1 | 2036-10-01 | 22.9 | MW
G LakeRoad2_Firm Capacity2037 | Gas_Firm Capacity2037 | System | Generator | G LakeRoad2 | Gas | Firm Capacity | 1 | 2037-01-01 | 25.19 | MW
0 | 0 | System | Generator | G LakeRoad2 | Gas | Firm Capacity | 1 | 2037-04-01 | 22.9 | MW
0 | 0 | System | Generator | G LakeRoad2 | Gas | Firm Capacity | 1 | 2037-07-01 | 22.9 | MW
0 | 0 | System | Generator | G LakeRoad2 | Gas | Firm Capacity | 1 | 2037-10-01 | 22.9 | MW
G LakeRoad2_Firm Capacity2038 | Gas_Firm Capacity2038 | System | Generator | G LakeRoad2 | Gas | Firm Capacity | 1 | 2038-01-01 | 25.19 | MW
0 | 0 | System | Generator | G LakeRoad2 | Gas | Firm Capacity | 1 | 2038-04-01 | 22.9 | MW
0 | 0 | System | Generator | G LakeRoad2 | Gas | Firm Capacity | 1 | 2038-07-01 | 22.9 | MW
0 | 0 | System | Generator | G LakeRoad2 | Gas | Firm Capacity | 1 | 2038-10-01 | 22.9 | MW
G LakeRoad2_Firm Capacity2039 | Gas_Firm Capacity2039 | System | Generator | G LakeRoad2 | Gas | Firm Capacity | 1 | 2039-01-01 | 25.19 | MW
0 | 0 | System | Generator | G LakeRoad2 | Gas | Firm Capacity | 1 | 2039-04-01 | 22.9 | MW
0 | 0 | System | Generator | G LakeRoad2 | Gas | Firm Capacity | 1 | 2039-07-01 | 22.9 | MW
0 | 0 | System | Generator | G LakeRoad2 | Gas | Firm Capacity | 1 | 2039-10-01 | 22.9 | MW
G LakeRoad2_Firm Capacity2040 | Gas_Firm Capacity2040 | System | Generator | G LakeRoad2 | Gas | Firm Capacity | 1 | 2040-01-01 | 25.19 | MW
0 | 0 | System | Generator | G LakeRoad2 | Gas | Firm Capacity | 1 | 2040-04-01 | 22.9 | MW
0 | 0 | System | Generator | G LakeRoad2 | Gas | Firm Capacity | 1 | 2040-07-01 | 22.9 | MW
0 | 0 | System | Generator | G LakeRoad2 | Gas | Firm Capacity | 1 | 2040-10-01 | 22.9 | MW
G LakeRoad2_Firm Capacity2041 | Gas_Firm Capacity2041 | System | Generator | G LakeRoad2 | Gas | Firm Capacity | 1 | 2041-01-01 | 25.19 | MW
0 | 0 | System | Generator | G LakeRoad2 | Gas | Firm Capacity | 1 | 2041-04-01 | 22.9 | MW
0 | 0 | System | Generator | G LakeRoad2 | Gas | Firm Capacity | 1 | 2041-07-01 | 22.9 | MW
0 | 0 | System | Generator | G LakeRoad2 | Gas | Firm Capacity | 1 | 2041-10-01 | 22.9 | MW
G LakeRoad2_Firm Capacity2042 | Gas_Firm Capacity2042 | System | Generator | G LakeRoad2 | Gas | Firm Capacity | 1 | 2042-01-01 | 25.19 | MW
0 | 0 | System | Generator | G LakeRoad2 | Gas | Firm Capacity | 1 | 2042-04-01 | 22.9 | MW
0 | 0 | System | Generator | G LakeRoad2 | Gas | Firm Capacity | 1 | 2042-07-01 | 22.9 | MW
0 | 0 | System | Generator | G LakeRoad2 | Gas | Firm Capacity | 1 | 2042-10-01 | 22.9 | MW
G LakeRoad2_Firm Capacity2043 | Gas_Firm Capacity2043 | System | Generator | G LakeRoad2 | Gas | Firm Capacity | 1 | 2043-01-01 | 25.19 | MW
0 | 0 | System | Generator | G LakeRoad2 | Gas | Firm Capacity | 1 | 2043-04-01 | 22.9 | MW
0 | 0 | System | Generator | G LakeRoad2 | Gas | Firm Capacity | 1 | 2043-07-01 | 22.9 | MW
0 | 0 | System | Generator | G LakeRoad2 | Gas | Firm Capacity | 1 | 2043-10-01 | 22.9 | MW
G LakeRoad3_Firm Capacity2024 | Gas_Firm Capacity2024 | System | Generator | G LakeRoad3 | Gas | Firm Capacity | 1 | 2024-01-01 | 8.07 | MW
0 | 0 | System | Generator | G LakeRoad3 | Gas | Firm Capacity | 1 | 2024-04-01 | 7.34 | MW
0 | 0 | System | Generator | G LakeRoad3 | Gas | Firm Capacity | 1 | 2024-07-01 | 7.34 | MW
0 | 0 | System | Generator | G LakeRoad3 | Gas | Firm Capacity | 1 | 2024-10-01 | 7.34 | MW
G LakeRoad3_Firm Capacity2025 | Gas_Firm Capacity2025 | System | Generator | G LakeRoad3 | Gas | Firm Capacity | 1 | 2025-01-01 | 8.07 | MW
0 | 0 | System | Generator | G LakeRoad3 | Gas | Firm Capacity | 1 | 2025-04-01 | 7.34 | MW
0 | 0 | System | Generator | G LakeRoad3 | Gas | Firm Capacity | 1 | 2025-07-01 | 7.34 | MW
0 | 0 | System | Generator | G LakeRoad3 | Gas | Firm Capacity | 1 | 2025-10-01 | 7.34 | MW
G LakeRoad3_Firm Capacity2026 | Gas_Firm Capacity2026 | System | Generator | G LakeRoad3 | Gas | Firm Capacity | 1 | 2026-01-01 | 8.07 | MW
0 | 0 | System | Generator | G LakeRoad3 | Gas | Firm Capacity | 1 | 2026-04-01 | 7.34 | MW
0 | 0 | System | Generator | G LakeRoad3 | Gas | Firm Capacity | 1 | 2026-07-01 | 7.34 | MW
0 | 0 | System | Generator | G LakeRoad3 | Gas | Firm Capacity | 1 | 2026-10-01 | 7.34 | MW
G LakeRoad3_Firm Capacity2027 | Gas_Firm Capacity2027 | System | Generator | G LakeRoad3 | Gas | Firm Capacity | 1 | 2027-01-01 | 8.07 | MW
0 | 0 | System | Generator | G LakeRoad3 | Gas | Firm Capacity | 1 | 2027-04-01 | 7.34 | MW
0 | 0 | System | Generator | G LakeRoad3 | Gas | Firm Capacity | 1 | 2027-07-01 | 7.34 | MW
0 | 0 | System | Generator | G LakeRoad3 | Gas | Firm Capacity | 1 | 2027-10-01 | 7.34 | MW
G LakeRoad3_Firm Capacity2028 | Gas_Firm Capacity2028 | System | Generator | G LakeRoad3 | Gas | Firm Capacity | 1 | 2028-01-01 | 8.07 | MW
0 | 0 | System | Generator | G LakeRoad3 | Gas | Firm Capacity | 1 | 2028-04-01 | 7.34 | MW
0 | 0 | System | Generator | G LakeRoad3 | Gas | Firm Capacity | 1 | 2028-07-01 | 7.34 | MW
0 | 0 | System | Generator | G LakeRoad3 | Gas | Firm Capacity | 1 | 2028-10-01 | 7.34 | MW
G LakeRoad3_Firm Capacity2029 | Gas_Firm Capacity2029 | System | Generator | G LakeRoad3 | Gas | Firm Capacity | 1 | 2029-01-01 | 8.07 | MW
0 | 0 | System | Generator | G LakeRoad3 | Gas | Firm Capacity | 1 | 2029-04-01 | 7.34 | MW
0 | 0 | System | Generator | G LakeRoad3 | Gas | Firm Capacity | 1 | 2029-07-01 | 7.34 | MW
0 | 0 | System | Generator | G LakeRoad3 | Gas | Firm Capacity | 1 | 2029-10-01 | 7.34 | MW
G LakeRoad3_Firm Capacity2030 | Gas_Firm Capacity2030 | System | Generator | G LakeRoad3 | Gas | Firm Capacity | 1 | 2030-01-01 | 8.07 | MW
0 | 0 | System | Generator | G LakeRoad3 | Gas | Firm Capacity | 1 | 2030-04-01 | 7.34 | MW
0 | 0 | System | Generator | G LakeRoad3 | Gas | Firm Capacity | 1 | 2030-07-01 | 7.34 | MW
0 | 0 | System | Generator | G LakeRoad3 | Gas | Firm Capacity | 1 | 2030-10-01 | 7.34 | MW
G LakeRoad3_Firm Capacity2031 | Gas_Firm Capacity2031 | System | Generator | G LakeRoad3 | Gas | Firm Capacity | 1 | 2031-01-01 | 8.07 | MW
0 | 0 | System | Generator | G LakeRoad3 | Gas | Firm Capacity | 1 | 2031-04-01 | 7.34 | MW
0 | 0 | System | Generator | G LakeRoad3 | Gas | Firm Capacity | 1 | 2031-07-01 | 7.34 | MW
0 | 0 | System | Generator | G LakeRoad3 | Gas | Firm Capacity | 1 | 2031-10-01 | 7.34 | MW
G LakeRoad3_Firm Capacity2032 | Gas_Firm Capacity2032 | System | Generator | G LakeRoad3 | Gas | Firm Capacity | 1 | 2032-01-01 | 8.07 | MW
0 | 0 | System | Generator | G LakeRoad3 | Gas | Firm Capacity | 1 | 2032-04-01 | 7.34 | MW
0 | 0 | System | Generator | G LakeRoad3 | Gas | Firm Capacity | 1 | 2032-07-01 | 7.34 | MW
0 | 0 | System | Generator | G LakeRoad3 | Gas | Firm Capacity | 1 | 2032-10-01 | 7.34 | MW
G LakeRoad3_Firm Capacity2033 | Gas_Firm Capacity2033 | System | Generator | G LakeRoad3 | Gas | Firm Capacity | 1 | 2033-01-01 | 8.07 | MW
0 | 0 | System | Generator | G LakeRoad3 | Gas | Firm Capacity | 1 | 2033-04-01 | 7.34 | MW
0 | 0 | System | Generator | G LakeRoad3 | Gas | Firm Capacity | 1 | 2033-07-01 | 7.34 | MW
0 | 0 | System | Generator | G LakeRoad3 | Gas | Firm Capacity | 1 | 2033-10-01 | 7.34 | MW
G LakeRoad3_Firm Capacity2034 | Gas_Firm Capacity2034 | System | Generator | G LakeRoad3 | Gas | Firm Capacity | 1 | 2034-01-01 | 8.07 | MW
0 | 0 | System | Generator | G LakeRoad3 | Gas | Firm Capacity | 1 | 2034-04-01 | 7.34 | MW
0 | 0 | System | Generator | G LakeRoad3 | Gas | Firm Capacity | 1 | 2034-07-01 | 7.34 | MW
0 | 0 | System | Generator | G LakeRoad3 | Gas | Firm Capacity | 1 | 2034-10-01 | 7.34 | MW
G LakeRoad3_Firm Capacity2035 | Gas_Firm Capacity2035 | System | Generator | G LakeRoad3 | Gas | Firm Capacity | 1 | 2035-01-01 | 8.07 | MW
0 | 0 | System | Generator | G LakeRoad3 | Gas | Firm Capacity | 1 | 2035-04-01 | 7.34 | MW
0 | 0 | System | Generator | G LakeRoad3 | Gas | Firm Capacity | 1 | 2035-07-01 | 7.34 | MW
0 | 0 | System | Generator | G LakeRoad3 | Gas | Firm Capacity | 1 | 2035-10-01 | 7.34 | MW
G LakeRoad3_Firm Capacity2036 | Gas_Firm Capacity2036 | System | Generator | G LakeRoad3 | Gas | Firm Capacity | 1 | 2036-01-01 | 8.07 | MW
0 | 0 | System | Generator | G LakeRoad3 | Gas | Firm Capacity | 1 | 2036-04-01 | 7.34 | MW
0 | 0 | System | Generator | G LakeRoad3 | Gas | Firm Capacity | 1 | 2036-07-01 | 7.34 | MW
0 | 0 | System | Generator | G LakeRoad3 | Gas | Firm Capacity | 1 | 2036-10-01 | 7.34 | MW
G LakeRoad3_Firm Capacity2037 | Gas_Firm Capacity2037 | System | Generator | G LakeRoad3 | Gas | Firm Capacity | 1 | 2037-01-01 | 8.07 | MW
0 | 0 | System | Generator | G LakeRoad3 | Gas | Firm Capacity | 1 | 2037-04-01 | 7.34 | MW
0 | 0 | System | Generator | G LakeRoad3 | Gas | Firm Capacity | 1 | 2037-07-01 | 7.34 | MW
0 | 0 | System | Generator | G LakeRoad3 | Gas | Firm Capacity | 1 | 2037-10-01 | 7.34 | MW
G LakeRoad3_Firm Capacity2038 | Gas_Firm Capacity2038 | System | Generator | G LakeRoad3 | Gas | Firm Capacity | 1 | 2038-01-01 | 8.07 | MW
0 | 0 | System | Generator | G LakeRoad3 | Gas | Firm Capacity | 1 | 2038-04-01 | 7.34 | MW
0 | 0 | System | Generator | G LakeRoad3 | Gas | Firm Capacity | 1 | 2038-07-01 | 7.34 | MW
0 | 0 | System | Generator | G LakeRoad3 | Gas | Firm Capacity | 1 | 2038-10-01 | 7.34 | MW
G LakeRoad3_Firm Capacity2039 | Gas_Firm Capacity2039 | System | Generator | G LakeRoad3 | Gas | Firm Capacity | 1 | 2039-01-01 | 8.07 | MW
0 | 0 | System | Generator | G LakeRoad3 | Gas | Firm Capacity | 1 | 2039-04-01 | 7.34 | MW
0 | 0 | System | Generator | G LakeRoad3 | Gas | Firm Capacity | 1 | 2039-07-01 | 7.34 | MW
0 | 0 | System | Generator | G LakeRoad3 | Gas | Firm Capacity | 1 | 2039-10-01 | 7.34 | MW
G LakeRoad3_Firm Capacity2040 | Gas_Firm Capacity2040 | System | Generator | G LakeRoad3 | Gas | Firm Capacity | 1 | 2040-01-01 | 8.07 | MW
0 | 0 | System | Generator | G LakeRoad3 | Gas | Firm Capacity | 1 | 2040-04-01 | 7.34 | MW
0 | 0 | System | Generator | G LakeRoad3 | Gas | Firm Capacity | 1 | 2040-07-01 | 7.34 | MW
0 | 0 | System | Generator | G LakeRoad3 | Gas | Firm Capacity | 1 | 2040-10-01 | 7.34 | MW
G LakeRoad3_Firm Capacity2041 | Gas_Firm Capacity2041 | System | Generator | G LakeRoad3 | Gas | Firm Capacity | 1 | 2041-01-01 | 8.07 | MW
0 | 0 | System | Generator | G LakeRoad3 | Gas | Firm Capacity | 1 | 2041-04-01 | 7.34 | MW
0 | 0 | System | Generator | G LakeRoad3 | Gas | Firm Capacity | 1 | 2041-07-01 | 7.34 | MW
0 | 0 | System | Generator | G LakeRoad3 | Gas | Firm Capacity | 1 | 2041-10-01 | 7.34 | MW
G LakeRoad3_Firm Capacity2042 | Gas_Firm Capacity2042 | System | Generator | G LakeRoad3 | Gas | Firm Capacity | 1 | 2042-01-01 | 8.07 | MW
0 | 0 | System | Generator | G LakeRoad3 | Gas | Firm Capacity | 1 | 2042-04-01 | 7.34 | MW
0 | 0 | System | Generator | G LakeRoad3 | Gas | Firm Capacity | 1 | 2042-07-01 | 7.34 | MW
0 | 0 | System | Generator | G LakeRoad3 | Gas | Firm Capacity | 1 | 2042-10-01 | 7.34 | MW
G LakeRoad3_Firm Capacity2043 | Gas_Firm Capacity2043 | System | Generator | G LakeRoad3 | Gas | Firm Capacity | 1 | 2043-01-01 | 8.07 | MW
0 | 0 | System | Generator | G LakeRoad3 | Gas | Firm Capacity | 1 | 2043-04-01 | 7.34 | MW
0 | 0 | System | Generator | G LakeRoad3 | Gas | Firm Capacity | 1 | 2043-07-01 | 7.34 | MW
0 | 0 | System | Generator | G LakeRoad3 | Gas | Firm Capacity | 1 | 2043-10-01 | 7.34 | MW
G LakeRoad5_Firm Capacity2024 | Gas_Firm Capacity2024 | System | Generator | G LakeRoad5 | Gas | Firm Capacity | 1 | 2024-01-01 | 51.92 | MW
0 | 0 | System | Generator | G LakeRoad5 | Gas | Firm Capacity | 1 | 2024-04-01 | 47.2 | MW
0 | 0 | System | Generator | G LakeRoad5 | Gas | Firm Capacity | 1 | 2024-07-01 | 47.2 | MW
0 | 0 | System | Generator | G LakeRoad5 | Gas | Firm Capacity | 1 | 2024-10-01 | 47.2 | MW
G LakeRoad5_Firm Capacity2025 | Gas_Firm Capacity2025 | System | Generator | G LakeRoad5 | Gas | Firm Capacity | 1 | 2025-01-01 | 51.92 | MW
0 | 0 | System | Generator | G LakeRoad5 | Gas | Firm Capacity | 1 | 2025-04-01 | 47.2 | MW
0 | 0 | System | Generator | G LakeRoad5 | Gas | Firm Capacity | 1 | 2025-07-01 | 47.2 | MW
0 | 0 | System | Generator | G LakeRoad5 | Gas | Firm Capacity | 1 | 2025-10-01 | 47.2 | MW
G LakeRoad5_Firm Capacity2026 | Gas_Firm Capacity2026 | System | Generator | G LakeRoad5 | Gas | Firm Capacity | 1 | 2026-01-01 | 51.92 | MW
0 | 0 | System | Generator | G LakeRoad5 | Gas | Firm Capacity | 1 | 2026-04-01 | 47.2 | MW
0 | 0 | System | Generator | G LakeRoad5 | Gas | Firm Capacity | 1 | 2026-07-01 | 47.2 | MW
0 | 0 | System | Generator | G LakeRoad5 | Gas | Firm Capacity | 1 | 2026-10-01 | 47.2 | MW
G LakeRoad5_Firm Capacity2027 | Gas_Firm Capacity2027 | System | Generator | G LakeRoad5 | Gas | Firm Capacity | 1 | 2027-01-01 | 51.92 | MW
0 | 0 | System | Generator | G LakeRoad5 | Gas | Firm Capacity | 1 | 2027-04-01 | 47.2 | MW
0 | 0 | System | Generator | G LakeRoad5 | Gas | Firm Capacity | 1 | 2027-07-01 | 47.2 | MW
0 | 0 | System | Generator | G LakeRoad5 | Gas | Firm Capacity | 1 | 2027-10-01 | 47.2 | MW
G LakeRoad5_Firm Capacity2028 | Gas_Firm Capacity2028 | System | Generator | G LakeRoad5 | Gas | Firm Capacity | 1 | 2028-01-01 | 51.92 | MW
0 | 0 | System | Generator | G LakeRoad5 | Gas | Firm Capacity | 1 | 2028-04-01 | 47.2 | MW
0 | 0 | System | Generator | G LakeRoad5 | Gas | Firm Capacity | 1 | 2028-07-01 | 47.2 | MW
0 | 0 | System | Generator | G LakeRoad5 | Gas | Firm Capacity | 1 | 2028-10-01 | 47.2 | MW
G LakeRoad5_Firm Capacity2029 | Gas_Firm Capacity2029 | System | Generator | G LakeRoad5 | Gas | Firm Capacity | 1 | 2029-01-01 | 51.92 | MW
0 | 0 | System | Generator | G LakeRoad5 | Gas | Firm Capacity | 1 | 2029-04-01 | 47.2 | MW
0 | 0 | System | Generator | G LakeRoad5 | Gas | Firm Capacity | 1 | 2029-07-01 | 47.2 | MW
0 | 0 | System | Generator | G LakeRoad5 | Gas | Firm Capacity | 1 | 2029-10-01 | 47.2 | MW
G LakeRoad5_Firm Capacity2030 | Gas_Firm Capacity2030 | System | Generator | G LakeRoad5 | Gas | Firm Capacity | 1 | 2030-01-01 | 51.92 | MW
0 | 0 | System | Generator | G LakeRoad5 | Gas | Firm Capacity | 1 | 2030-04-01 | 47.2 | MW
0 | 0 | System | Generator | G LakeRoad5 | Gas | Firm Capacity | 1 | 2030-07-01 | 47.2 | MW
0 | 0 | System | Generator | G LakeRoad5 | Gas | Firm Capacity | 1 | 2030-10-01 | 47.2 | MW
G LakeRoad5_Firm Capacity2031 | Gas_Firm Capacity2031 | System | Generator | G LakeRoad5 | Gas | Firm Capacity | 1 | 2031-01-01 | 51.92 | MW
0 | 0 | System | Generator | G LakeRoad5 | Gas | Firm Capacity | 1 | 2031-04-01 | 47.2 | MW
0 | 0 | System | Generator | G LakeRoad5 | Gas | Firm Capacity | 1 | 2031-07-01 | 47.2 | MW
0 | 0 | System | Generator | G LakeRoad5 | Gas | Firm Capacity | 1 | 2031-10-01 | 47.2 | MW
G LakeRoad5_Firm Capacity2032 | Gas_Firm Capacity2032 | System | Generator | G LakeRoad5 | Gas | Firm Capacity | 1 | 2032-01-01 | 51.92 | MW
0 | 0 | System | Generator | G LakeRoad5 | Gas | Firm Capacity | 1 | 2032-04-01 | 47.2 | MW
0 | 0 | System | Generator | G LakeRoad5 | Gas | Firm Capacity | 1 | 2032-07-01 | 47.2 | MW
0 | 0 | System | Generator | G LakeRoad5 | Gas | Firm Capacity | 1 | 2032-10-01 | 47.2 | MW
G LakeRoad5_Firm Capacity2033 | Gas_Firm Capacity2033 | System | Generator | G LakeRoad5 | Gas | Firm Capacity | 1 | 2033-01-01 | 51.92 | MW
0 | 0 | System | Generator | G LakeRoad5 | Gas | Firm Capacity | 1 | 2033-04-01 | 47.2 | MW
0 | 0 | System | Generator | G LakeRoad5 | Gas | Firm Capacity | 1 | 2033-07-01 | 47.2 | MW
0 | 0 | System | Generator | G LakeRoad5 | Gas | Firm Capacity | 1 | 2033-10-01 | 47.2 | MW
G LakeRoad5_Firm Capacity2034 | Gas_Firm Capacity2034 | System | Generator | G LakeRoad5 | Gas | Firm Capacity | 1 | 2034-01-01 | 51.92 | MW
0 | 0 | System | Generator | G LakeRoad5 | Gas | Firm Capacity | 1 | 2034-04-01 | 47.2 | MW
0 | 0 | System | Generator | G LakeRoad5 | Gas | Firm Capacity | 1 | 2034-07-01 | 47.2 | MW
0 | 0 | System | Generator | G LakeRoad5 | Gas | Firm Capacity | 1 | 2034-10-01 | 47.2 | MW
G LakeRoad5_Firm Capacity2035 | Gas_Firm Capacity2035 | System | Generator | G LakeRoad5 | Gas | Firm Capacity | 1 | 2035-01-01 | 51.92 | MW
0 | 0 | System | Generator | G LakeRoad5 | Gas | Firm Capacity | 1 | 2035-04-01 | 47.2 | MW
0 | 0 | System | Generator | G LakeRoad5 | Gas | Firm Capacity | 1 | 2035-07-01 | 47.2 | MW
0 | 0 | System | Generator | G LakeRoad5 | Gas | Firm Capacity | 1 | 2035-10-01 | 47.2 | MW
G LakeRoad5_Firm Capacity2036 | Gas_Firm Capacity2036 | System | Generator | G LakeRoad5 | Gas | Firm Capacity | 1 | 2036-01-01 | 51.92 | MW
0 | 0 | System | Generator | G LakeRoad5 | Gas | Firm Capacity | 1 | 2036-04-01 | 47.2 | MW
0 | 0 | System | Generator | G LakeRoad5 | Gas | Firm Capacity | 1 | 2036-07-01 | 47.2 | MW
0 | 0 | System | Generator | G LakeRoad5 | Gas | Firm Capacity | 1 | 2036-10-01 | 47.2 | MW
G LakeRoad5_Firm Capacity2037 | Gas_Firm Capacity2037 | System | Generator | G LakeRoad5 | Gas | Firm Capacity | 1 | 2037-01-01 | 51.92 | MW
0 | 0 | System | Generator | G LakeRoad5 | Gas | Firm Capacity | 1 | 2037-04-01 | 47.2 | MW
0 | 0 | System | Generator | G LakeRoad5 | Gas | Firm Capacity | 1 | 2037-07-01 | 47.2 | MW
0 | 0 | System | Generator | G LakeRoad5 | Gas | Firm Capacity | 1 | 2037-10-01 | 47.2 | MW
G LakeRoad5_Firm Capacity2038 | Gas_Firm Capacity2038 | System | Generator | G LakeRoad5 | Gas | Firm Capacity | 1 | 2038-01-01 | 51.92 | MW
0 | 0 | System | Generator | G LakeRoad5 | Gas | Firm Capacity | 1 | 2038-04-01 | 47.2 | MW
0 | 0 | System | Generator | G LakeRoad5 | Gas | Firm Capacity | 1 | 2038-07-01 | 47.2 | MW
0 | 0 | System | Generator | G LakeRoad5 | Gas | Firm Capacity | 1 | 2038-10-01 | 47.2 | MW
G LakeRoad5_Firm Capacity2039 | Gas_Firm Capacity2039 | System | Generator | G LakeRoad5 | Gas | Firm Capacity | 1 | 2039-01-01 | 51.92 | MW
0 | 0 | System | Generator | G LakeRoad5 | Gas | Firm Capacity | 1 | 2039-04-01 | 47.2 | MW
0 | 0 | System | Generator | G LakeRoad5 | Gas | Firm Capacity | 1 | 2039-07-01 | 47.2 | MW
0 | 0 | System | Generator | G LakeRoad5 | Gas | Firm Capacity | 1 | 2039-10-01 | 47.2 | MW
G LakeRoad5_Firm Capacity2040 | Gas_Firm Capacity2040 | System | Generator | G LakeRoad5 | Gas | Firm Capacity | 1 | 2040-01-01 | 51.92 | MW
0 | 0 | System | Generator | G LakeRoad5 | Gas | Firm Capacity | 1 | 2040-04-01 | 47.2 | MW
0 | 0 | System | Generator | G LakeRoad5 | Gas | Firm Capacity | 1 | 2040-07-01 | 47.2 | MW
0 | 0 | System | Generator | G LakeRoad5 | Gas | Firm Capacity | 1 | 2040-10-01 | 47.2 | MW
G LakeRoad5_Firm Capacity2041 | Gas_Firm Capacity2041 | System | Generator | G LakeRoad5 | Gas | Firm Capacity | 1 | 2041-01-01 | 51.92 | MW
0 | 0 | System | Generator | G LakeRoad5 | Gas | Firm Capacity | 1 | 2041-04-01 | 47.2 | MW
0 | 0 | System | Generator | G LakeRoad5 | Gas | Firm Capacity | 1 | 2041-07-01 | 47.2 | MW
0 | 0 | System | Generator | G LakeRoad5 | Gas | Firm Capacity | 1 | 2041-10-01 | 47.2 | MW
G LakeRoad5_Firm Capacity2042 | Gas_Firm Capacity2042 | System | Generator | G LakeRoad5 | Gas | Firm Capacity | 1 | 2042-01-01 | 51.92 | MW
0 | 0 | System | Generator | G LakeRoad5 | Gas | Firm Capacity | 1 | 2042-04-01 | 47.2 | MW
0 | 0 | System | Generator | G LakeRoad5 | Gas | Firm Capacity | 1 | 2042-07-01 | 47.2 | MW
0 | 0 | System | Generator | G LakeRoad5 | Gas | Firm Capacity | 1 | 2042-10-01 | 47.2 | MW
G LakeRoad5_Firm Capacity2043 | Gas_Firm Capacity2043 | System | Generator | G LakeRoad5 | Gas | Firm Capacity | 1 | 2043-01-01 | 51.92 | MW
0 | 0 | System | Generator | G LakeRoad5 | Gas | Firm Capacity | 1 | 2043-04-01 | 47.2 | MW
0 | 0 | System | Generator | G LakeRoad5 | Gas | Firm Capacity | 1 | 2043-07-01 | 47.2 | MW
0 | 0 | System | Generator | G LakeRoad5 | Gas | Firm Capacity | 1 | 2043-10-01 | 47.2 | MW
G LR4Gas_Firm Capacity2024 | Gas_Firm Capacity2024 | System | Generator | G LR4Gas | Gas | Firm Capacity | 1 | 2024-01-01 | 104.06 | MW
0 | 0 | System | Generator | G LR4Gas | Gas | Firm Capacity | 1 | 2024-04-01 | 94.6 | MW
0 | 0 | System | Generator | G LR4Gas | Gas | Firm Capacity | 1 | 2024-07-01 | 94.6 | MW
0 | 0 | System | Generator | G LR4Gas | Gas | Firm Capacity | 1 | 2024-10-01 | 94.6 | MW
G LR4Gas_Firm Capacity2025 | Gas_Firm Capacity2025 | System | Generator | G LR4Gas | Gas | Firm Capacity | 1 | 2025-01-01 | 104.06 | MW
0 | 0 | System | Generator | G LR4Gas | Gas | Firm Capacity | 1 | 2025-04-01 | 94.6 | MW
0 | 0 | System | Generator | G LR4Gas | Gas | Firm Capacity | 1 | 2025-07-01 | 94.6 | MW
0 | 0 | System | Generator | G LR4Gas | Gas | Firm Capacity | 1 | 2025-10-01 | 94.6 | MW
G LR4Gas_Firm Capacity2026 | Gas_Firm Capacity2026 | System | Generator | G LR4Gas | Gas | Firm Capacity | 1 | 2026-01-01 | 104.06 | MW
0 | 0 | System | Generator | G LR4Gas | Gas | Firm Capacity | 1 | 2026-04-01 | 94.6 | MW
0 | 0 | System | Generator | G LR4Gas | Gas | Firm Capacity | 1 | 2026-07-01 | 94.6 | MW
0 | 0 | System | Generator | G LR4Gas | Gas | Firm Capacity | 1 | 2026-10-01 | 94.6 | MW
G LR4Gas_Firm Capacity2027 | Gas_Firm Capacity2027 | System | Generator | G LR4Gas | Gas | Firm Capacity | 1 | 2027-01-01 | 104.06 | MW
0 | 0 | System | Generator | G LR4Gas | Gas | Firm Capacity | 1 | 2027-04-01 | 94.6 | MW
0 | 0 | System | Generator | G LR4Gas | Gas | Firm Capacity | 1 | 2027-07-01 | 94.6 | MW
0 | 0 | System | Generator | G LR4Gas | Gas | Firm Capacity | 1 | 2027-10-01 | 94.6 | MW
G LR4Gas_Firm Capacity2028 | Gas_Firm Capacity2028 | System | Generator | G LR4Gas | Gas | Firm Capacity | 1 | 2028-01-01 | 104.06 | MW
0 | 0 | System | Generator | G LR4Gas | Gas | Firm Capacity | 1 | 2028-04-01 | 94.6 | MW
0 | 0 | System | Generator | G LR4Gas | Gas | Firm Capacity | 1 | 2028-07-01 | 94.6 | MW
0 | 0 | System | Generator | G LR4Gas | Gas | Firm Capacity | 1 | 2028-10-01 | 94.6 | MW
G LR4Gas_Firm Capacity2029 | Gas_Firm Capacity2029 | System | Generator | G LR4Gas | Gas | Firm Capacity | 1 | 2029-01-01 | 104.06 | MW
0 | 0 | System | Generator | G LR4Gas | Gas | Firm Capacity | 1 | 2029-04-01 | 94.6 | MW
0 | 0 | System | Generator | G LR4Gas | Gas | Firm Capacity | 1 | 2029-07-01 | 94.6 | MW
0 | 0 | System | Generator | G LR4Gas | Gas | Firm Capacity | 1 | 2029-10-01 | 94.6 | MW
G LR4Gas_Firm Capacity2030 | Gas_Firm Capacity2030 | System | Generator | G LR4Gas | Gas | Firm Capacity | 1 | 2030-01-01 | 104.06 | MW
0 | 0 | System | Generator | G LR4Gas | Gas | Firm Capacity | 1 | 2030-04-01 | 94.6 | MW
0 | 0 | System | Generator | G LR4Gas | Gas | Firm Capacity | 1 | 2030-07-01 | 94.6 | MW
0 | 0 | System | Generator | G LR4Gas | Gas | Firm Capacity | 1 | 2030-10-01 | 94.6 | MW
G LR4Gas_Firm Capacity2031 | Gas_Firm Capacity2031 | System | Generator | G LR4Gas | Gas | Firm Capacity | 1 | 2031-01-01 | 0 | MW
0 | 0 | System | Generator | G LR4Gas | Gas | Firm Capacity | 1 | 2031-04-01 | 0 | MW
0 | 0 | System | Generator | G LR4Gas | Gas | Firm Capacity | 1 | 2031-07-01 | 0 | MW
0 | 0 | System | Generator | G LR4Gas | Gas | Firm Capacity | 1 | 2031-10-01 | 0 | MW
G LR4Gas_Firm Capacity2032 | Gas_Firm Capacity2032 | System | Generator | G LR4Gas | Gas | Firm Capacity | 1 | 2032-01-01 | 0 | MW
0 | 0 | System | Generator | G LR4Gas | Gas | Firm Capacity | 1 | 2032-04-01 | 0 | MW
0 | 0 | System | Generator | G LR4Gas | Gas | Firm Capacity | 1 | 2032-07-01 | 0 | MW
0 | 0 | System | Generator | G LR4Gas | Gas | Firm Capacity | 1 | 2032-10-01 | 0 | MW
G LR4Gas_Firm Capacity2033 | Gas_Firm Capacity2033 | System | Generator | G LR4Gas | Gas | Firm Capacity | 1 | 2033-01-01 | 0 | MW
0 | 0 | System | Generator | G LR4Gas | Gas | Firm Capacity | 1 | 2033-04-01 | 0 | MW
0 | 0 | System | Generator | G LR4Gas | Gas | Firm Capacity | 1 | 2033-07-01 | 0 | MW
0 | 0 | System | Generator | G LR4Gas | Gas | Firm Capacity | 1 | 2033-10-01 | 0 | MW
G LR4Gas_Firm Capacity2034 | Gas_Firm Capacity2034 | System | Generator | G LR4Gas | Gas | Firm Capacity | 1 | 2034-01-01 | 0 | MW
0 | 0 | System | Generator | G LR4Gas | Gas | Firm Capacity | 1 | 2034-04-01 | 0 | MW
0 | 0 | System | Generator | G LR4Gas | Gas | Firm Capacity | 1 | 2034-07-01 | 0 | MW
0 | 0 | System | Generator | G LR4Gas | Gas | Firm Capacity | 1 | 2034-10-01 | 0 | MW
G LR4Gas_Firm Capacity2035 | Gas_Firm Capacity2035 | System | Generator | G LR4Gas | Gas | Firm Capacity | 1 | 2035-01-01 | 0 | MW
0 | 0 | System | Generator | G LR4Gas | Gas | Firm Capacity | 1 | 2035-04-01 | 0 | MW
0 | 0 | System | Generator | G LR4Gas | Gas | Firm Capacity | 1 | 2035-07-01 | 0 | MW
0 | 0 | System | Generator | G LR4Gas | Gas | Firm Capacity | 1 | 2035-10-01 | 0 | MW
G LR4Gas_Firm Capacity2036 | Gas_Firm Capacity2036 | System | Generator | G LR4Gas | Gas | Firm Capacity | 1 | 2036-01-01 | 0 | MW
0 | 0 | System | Generator | G LR4Gas | Gas | Firm Capacity | 1 | 2036-04-01 | 0 | MW
0 | 0 | System | Generator | G LR4Gas | Gas | Firm Capacity | 1 | 2036-07-01 | 0 | MW
0 | 0 | System | Generator | G LR4Gas | Gas | Firm Capacity | 1 | 2036-10-01 | 0 | MW
G LR4Gas_Firm Capacity2037 | Gas_Firm Capacity2037 | System | Generator | G LR4Gas | Gas | Firm Capacity | 1 | 2037-01-01 | 0 | MW
0 | 0 | System | Generator | G LR4Gas | Gas | Firm Capacity | 1 | 2037-04-01 | 0 | MW
0 | 0 | System | Generator | G LR4Gas | Gas | Firm Capacity | 1 | 2037-07-01 | 0 | MW
0 | 0 | System | Generator | G LR4Gas | Gas | Firm Capacity | 1 | 2037-10-01 | 0 | MW
G LR4Gas_Firm Capacity2038 | Gas_Firm Capacity2038 | System | Generator | G LR4Gas | Gas | Firm Capacity | 1 | 2038-01-01 | 0 | MW
0 | 0 | System | Generator | G LR4Gas | Gas | Firm Capacity | 1 | 2038-04-01 | 0 | MW
0 | 0 | System | Generator | G LR4Gas | Gas | Firm Capacity | 1 | 2038-07-01 | 0 | MW
0 | 0 | System | Generator | G LR4Gas | Gas | Firm Capacity | 1 | 2038-10-01 | 0 | MW
G LR4Gas_Firm Capacity2039 | Gas_Firm Capacity2039 | System | Generator | G LR4Gas | Gas | Firm Capacity | 1 | 2039-01-01 | 0 | MW
0 | 0 | System | Generator | G LR4Gas | Gas | Firm Capacity | 1 | 2039-04-01 | 0 | MW
0 | 0 | System | Generator | G LR4Gas | Gas | Firm Capacity | 1 | 2039-07-01 | 0 | MW
0 | 0 | System | Generator | G LR4Gas | Gas | Firm Capacity | 1 | 2039-10-01 | 0 | MW
G LR4Gas_Firm Capacity2040 | Gas_Firm Capacity2040 | System | Generator | G LR4Gas | Gas | Firm Capacity | 1 | 2040-01-01 | 0 | MW
0 | 0 | System | Generator | G LR4Gas | Gas | Firm Capacity | 1 | 2040-04-01 | 0 | MW
0 | 0 | System | Generator | G LR4Gas | Gas | Firm Capacity | 1 | 2040-07-01 | 0 | MW
0 | 0 | System | Generator | G LR4Gas | Gas | Firm Capacity | 1 | 2040-10-01 | 0 | MW
G LR4Gas_Firm Capacity2041 | Gas_Firm Capacity2041 | System | Generator | G LR4Gas | Gas | Firm Capacity | 1 | 2041-01-01 | 0 | MW
0 | 0 | System | Generator | G LR4Gas | Gas | Firm Capacity | 1 | 2041-04-01 | 0 | MW
0 | 0 | System | Generator | G LR4Gas | Gas | Firm Capacity | 1 | 2041-07-01 | 0 | MW
0 | 0 | System | Generator | G LR4Gas | Gas | Firm Capacity | 1 | 2041-10-01 | 0 | MW
G LR4Gas_Firm Capacity2042 | Gas_Firm Capacity2042 | System | Generator | G LR4Gas | Gas | Firm Capacity | 1 | 2042-01-01 | 0 | MW
0 | 0 | System | Generator | G LR4Gas | Gas | Firm Capacity | 1 | 2042-04-01 | 0 | MW
0 | 0 | System | Generator | G LR4Gas | Gas | Firm Capacity | 1 | 2042-07-01 | 0 | MW
0 | 0 | System | Generator | G LR4Gas | Gas | Firm Capacity | 1 | 2042-10-01 | 0 | MW
G LR4Gas_Firm Capacity2043 | Gas_Firm Capacity2043 | System | Generator | G LR4Gas | Gas | Firm Capacity | 1 | 2043-01-01 | 0 | MW
0 | 0 | System | Generator | G LR4Gas | Gas | Firm Capacity | 1 | 2043-04-01 | 0 | MW
0 | 0 | System | Generator | G LR4Gas | Gas | Firm Capacity | 1 | 2043-07-01 | 0 | MW
0 | 0 | System | Generator | G LR4Gas | Gas | Firm Capacity | 1 | 2043-10-01 | 0 | MW
G RalphGreen3_Firm Capacity2024 | Gas_Firm Capacity2024 | System | Generator | G RalphGreen3 | Gas | Firm Capacity | 1 | 2024-01-01 | 76.34 | MW
0 | 0 | System | Generator | G RalphGreen3 | Gas | Firm Capacity | 1 | 2024-04-01 | 69.4 | MW
0 | 0 | System | Generator | G RalphGreen3 | Gas | Firm Capacity | 1 | 2024-07-01 | 69.4 | MW
0 | 0 | System | Generator | G RalphGreen3 | Gas | Firm Capacity | 1 | 2024-10-01 | 69.4 | MW
G RalphGreen3_Firm Capacity2025 | Gas_Firm Capacity2025 | System | Generator | G RalphGreen3 | Gas | Firm Capacity | 1 | 2025-01-01 | 76.34 | MW
0 | 0 | System | Generator | G RalphGreen3 | Gas | Firm Capacity | 1 | 2025-04-01 | 69.4 | MW
0 | 0 | System | Generator | G RalphGreen3 | Gas | Firm Capacity | 1 | 2025-07-01 | 69.4 | MW
0 | 0 | System | Generator | G RalphGreen3 | Gas | Firm Capacity | 1 | 2025-10-01 | 69.4 | MW
G RalphGreen3_Firm Capacity2026 | Gas_Firm Capacity2026 | System | Generator | G RalphGreen3 | Gas | Firm Capacity | 1 | 2026-01-01 | 76.34 | MW
0 | 0 | System | Generator | G RalphGreen3 | Gas | Firm Capacity | 1 | 2026-04-01 | 69.4 | MW
0 | 0 | System | Generator | G RalphGreen3 | Gas | Firm Capacity | 1 | 2026-07-01 | 69.4 | MW
0 | 0 | System | Generator | G RalphGreen3 | Gas | Firm Capacity | 1 | 2026-10-01 | 69.4 | MW
G RalphGreen3_Firm Capacity2027 | Gas_Firm Capacity2027 | System | Generator | G RalphGreen3 | Gas | Firm Capacity | 1 | 2027-01-01 | 76.34 | MW
0 | 0 | System | Generator | G RalphGreen3 | Gas | Firm Capacity | 1 | 2027-04-01 | 69.4 | MW
0 | 0 | System | Generator | G RalphGreen3 | Gas | Firm Capacity | 1 | 2027-07-01 | 69.4 | MW
0 | 0 | System | Generator | G RalphGreen3 | Gas | Firm Capacity | 1 | 2027-10-01 | 69.4 | MW
G RalphGreen3_Firm Capacity2028 | Gas_Firm Capacity2028 | System | Generator | G RalphGreen3 | Gas | Firm Capacity | 1 | 2028-01-01 | 76.34 | MW
0 | 0 | System | Generator | G RalphGreen3 | Gas | Firm Capacity | 1 | 2028-04-01 | 69.4 | MW
0 | 0 | System | Generator | G RalphGreen3 | Gas | Firm Capacity | 1 | 2028-07-01 | 69.4 | MW
0 | 0 | System | Generator | G RalphGreen3 | Gas | Firm Capacity | 1 | 2028-10-01 | 69.4 | MW
G RalphGreen3_Firm Capacity2029 | Gas_Firm Capacity2029 | System | Generator | G RalphGreen3 | Gas | Firm Capacity | 1 | 2029-01-01 | 76.34 | MW
0 | 0 | System | Generator | G RalphGreen3 | Gas | Firm Capacity | 1 | 2029-04-01 | 69.4 | MW
0 | 0 | System | Generator | G RalphGreen3 | Gas | Firm Capacity | 1 | 2029-07-01 | 69.4 | MW
0 | 0 | System | Generator | G RalphGreen3 | Gas | Firm Capacity | 1 | 2029-10-01 | 69.4 | MW
G RalphGreen3_Firm Capacity2030 | Gas_Firm Capacity2030 | System | Generator | G RalphGreen3 | Gas | Firm Capacity | 1 | 2030-01-01 | 76.34 | MW
0 | 0 | System | Generator | G RalphGreen3 | Gas | Firm Capacity | 1 | 2030-04-01 | 69.4 | MW
0 | 0 | System | Generator | G RalphGreen3 | Gas | Firm Capacity | 1 | 2030-07-01 | 69.4 | MW
0 | 0 | System | Generator | G RalphGreen3 | Gas | Firm Capacity | 1 | 2030-10-01 | 69.4 | MW
G RalphGreen3_Firm Capacity2031 | Gas_Firm Capacity2031 | System | Generator | G RalphGreen3 | Gas | Firm Capacity | 1 | 2031-01-01 | 76.34 | MW
0 | 0 | System | Generator | G RalphGreen3 | Gas | Firm Capacity | 1 | 2031-04-01 | 69.4 | MW
0 | 0 | System | Generator | G RalphGreen3 | Gas | Firm Capacity | 1 | 2031-07-01 | 69.4 | MW
0 | 0 | System | Generator | G RalphGreen3 | Gas | Firm Capacity | 1 | 2031-10-01 | 69.4 | MW
G RalphGreen3_Firm Capacity2032 | Gas_Firm Capacity2032 | System | Generator | G RalphGreen3 | Gas | Firm Capacity | 1 | 2032-01-01 | 76.34 | MW
0 | 0 | System | Generator | G RalphGreen3 | Gas | Firm Capacity | 1 | 2032-04-01 | 69.4 | MW
0 | 0 | System | Generator | G RalphGreen3 | Gas | Firm Capacity | 1 | 2032-07-01 | 69.4 | MW
0 | 0 | System | Generator | G RalphGreen3 | Gas | Firm Capacity | 1 | 2032-10-01 | 69.4 | MW
G RalphGreen3_Firm Capacity2033 | Gas_Firm Capacity2033 | System | Generator | G RalphGreen3 | Gas | Firm Capacity | 1 | 2033-01-01 | 76.34 | MW
0 | 0 | System | Generator | G RalphGreen3 | Gas | Firm Capacity | 1 | 2033-04-01 | 69.4 | MW
0 | 0 | System | Generator | G RalphGreen3 | Gas | Firm Capacity | 1 | 2033-07-01 | 69.4 | MW
0 | 0 | System | Generator | G RalphGreen3 | Gas | Firm Capacity | 1 | 2033-10-01 | 69.4 | MW
G RalphGreen3_Firm Capacity2034 | Gas_Firm Capacity2034 | System | Generator | G RalphGreen3 | Gas | Firm Capacity | 1 | 2034-01-01 | 76.34 | MW
0 | 0 | System | Generator | G RalphGreen3 | Gas | Firm Capacity | 1 | 2034-04-01 | 69.4 | MW
0 | 0 | System | Generator | G RalphGreen3 | Gas | Firm Capacity | 1 | 2034-07-01 | 69.4 | MW
0 | 0 | System | Generator | G RalphGreen3 | Gas | Firm Capacity | 1 | 2034-10-01 | 69.4 | MW
G RalphGreen3_Firm Capacity2035 | Gas_Firm Capacity2035 | System | Generator | G RalphGreen3 | Gas | Firm Capacity | 1 | 2035-01-01 | 76.34 | MW
0 | 0 | System | Generator | G RalphGreen3 | Gas | Firm Capacity | 1 | 2035-04-01 | 69.4 | MW
0 | 0 | System | Generator | G RalphGreen3 | Gas | Firm Capacity | 1 | 2035-07-01 | 69.4 | MW
0 | 0 | System | Generator | G RalphGreen3 | Gas | Firm Capacity | 1 | 2035-10-01 | 69.4 | MW
G RalphGreen3_Firm Capacity2036 | Gas_Firm Capacity2036 | System | Generator | G RalphGreen3 | Gas | Firm Capacity | 1 | 2036-01-01 | 76.34 | MW
0 | 0 | System | Generator | G RalphGreen3 | Gas | Firm Capacity | 1 | 2036-04-01 | 69.4 | MW
0 | 0 | System | Generator | G RalphGreen3 | Gas | Firm Capacity | 1 | 2036-07-01 | 69.4 | MW
0 | 0 | System | Generator | G RalphGreen3 | Gas | Firm Capacity | 1 | 2036-10-01 | 69.4 | MW
G RalphGreen3_Firm Capacity2037 | Gas_Firm Capacity2037 | System | Generator | G RalphGreen3 | Gas | Firm Capacity | 1 | 2037-01-01 | 76.34 | MW
0 | 0 | System | Generator | G RalphGreen3 | Gas | Firm Capacity | 1 | 2037-04-01 | 69.4 | MW
0 | 0 | System | Generator | G RalphGreen3 | Gas | Firm Capacity | 1 | 2037-07-01 | 69.4 | MW
0 | 0 | System | Generator | G RalphGreen3 | Gas | Firm Capacity | 1 | 2037-10-01 | 69.4 | MW
G RalphGreen3_Firm Capacity2038 | Gas_Firm Capacity2038 | System | Generator | G RalphGreen3 | Gas | Firm Capacity | 1 | 2038-01-01 | 76.34 | MW
0 | 0 | System | Generator | G RalphGreen3 | Gas | Firm Capacity | 1 | 2038-04-01 | 69.4 | MW
0 | 0 | System | Generator | G RalphGreen3 | Gas | Firm Capacity | 1 | 2038-07-01 | 69.4 | MW
0 | 0 | System | Generator | G RalphGreen3 | Gas | Firm Capacity | 1 | 2038-10-01 | 69.4 | MW
G RalphGreen3_Firm Capacity2039 | Gas_Firm Capacity2039 | System | Generator | G RalphGreen3 | Gas | Firm Capacity | 1 | 2039-01-01 | 76.34 | MW
0 | 0 | System | Generator | G RalphGreen3 | Gas | Firm Capacity | 1 | 2039-04-01 | 69.4 | MW
0 | 0 | System | Generator | G RalphGreen3 | Gas | Firm Capacity | 1 | 2039-07-01 | 69.4 | MW
0 | 0 | System | Generator | G RalphGreen3 | Gas | Firm Capacity | 1 | 2039-10-01 | 69.4 | MW
G RalphGreen3_Firm Capacity2040 | Gas_Firm Capacity2040 | System | Generator | G RalphGreen3 | Gas | Firm Capacity | 1 | 2040-01-01 | 76.34 | MW
0 | 0 | System | Generator | G RalphGreen3 | Gas | Firm Capacity | 1 | 2040-04-01 | 69.4 | MW
0 | 0 | System | Generator | G RalphGreen3 | Gas | Firm Capacity | 1 | 2040-07-01 | 69.4 | MW
0 | 0 | System | Generator | G RalphGreen3 | Gas | Firm Capacity | 1 | 2040-10-01 | 69.4 | MW
G RalphGreen3_Firm Capacity2041 | Gas_Firm Capacity2041 | System | Generator | G RalphGreen3 | Gas | Firm Capacity | 1 | 2041-01-01 | 76.34 | MW
0 | 0 | System | Generator | G RalphGreen3 | Gas | Firm Capacity | 1 | 2041-04-01 | 69.4 | MW
0 | 0 | System | Generator | G RalphGreen3 | Gas | Firm Capacity | 1 | 2041-07-01 | 69.4 | MW
0 | 0 | System | Generator | G RalphGreen3 | Gas | Firm Capacity | 1 | 2041-10-01 | 69.4 | MW
G RalphGreen3_Firm Capacity2042 | Gas_Firm Capacity2042 | System | Generator | G RalphGreen3 | Gas | Firm Capacity | 1 | 2042-01-01 | 76.34 | MW
0 | 0 | System | Generator | G RalphGreen3 | Gas | Firm Capacity | 1 | 2042-04-01 | 69.4 | MW
0 | 0 | System | Generator | G RalphGreen3 | Gas | Firm Capacity | 1 | 2042-07-01 | 69.4 | MW
0 | 0 | System | Generator | G RalphGreen3 | Gas | Firm Capacity | 1 | 2042-10-01 | 69.4 | MW
G RalphGreen3_Firm Capacity2043 | Gas_Firm Capacity2043 | System | Generator | G RalphGreen3 | Gas | Firm Capacity | 1 | 2043-01-01 | 76.34 | MW
0 | 0 | System | Generator | G RalphGreen3 | Gas | Firm Capacity | 1 | 2043-04-01 | 69.4 | MW
0 | 0 | System | Generator | G RalphGreen3 | Gas | Firm Capacity | 1 | 2043-07-01 | 69.4 | MW
0 | 0 | System | Generator | G RalphGreen3 | Gas | Firm Capacity | 1 | 2043-10-01 | 69.4 | MW
G SouthHarper1_Firm Capacity2024 | Gas_Firm Capacity2024 | System | Generator | G SouthHarper1 | Gas | Firm Capacity | 1 | 2024-01-01 | 116.38 | MW
0 | 0 | System | Generator | G SouthHarper1 | Gas | Firm Capacity | 1 | 2024-04-01 | 105.8 | MW
0 | 0 | System | Generator | G SouthHarper1 | Gas | Firm Capacity | 1 | 2024-07-01 | 105.8 | MW
0 | 0 | System | Generator | G SouthHarper1 | Gas | Firm Capacity | 1 | 2024-10-01 | 105.8 | MW
G SouthHarper1_Firm Capacity2025 | Gas_Firm Capacity2025 | System | Generator | G SouthHarper1 | Gas | Firm Capacity | 1 | 2025-01-01 | 116.38 | MW
0 | 0 | System | Generator | G SouthHarper1 | Gas | Firm Capacity | 1 | 2025-04-01 | 105.8 | MW
0 | 0 | System | Generator | G SouthHarper1 | Gas | Firm Capacity | 1 | 2025-07-01 | 105.8 | MW
0 | 0 | System | Generator | G SouthHarper1 | Gas | Firm Capacity | 1 | 2025-10-01 | 105.8 | MW
G SouthHarper1_Firm Capacity2026 | Gas_Firm Capacity2026 | System | Generator | G SouthHarper1 | Gas | Firm Capacity | 1 | 2026-01-01 | 116.38 | MW
0 | 0 | System | Generator | G SouthHarper1 | Gas | Firm Capacity | 1 | 2026-04-01 | 105.8 | MW
0 | 0 | System | Generator | G SouthHarper1 | Gas | Firm Capacity | 1 | 2026-07-01 | 105.8 | MW
0 | 0 | System | Generator | G SouthHarper1 | Gas | Firm Capacity | 1 | 2026-10-01 | 105.8 | MW
G SouthHarper1_Firm Capacity2027 | Gas_Firm Capacity2027 | System | Generator | G SouthHarper1 | Gas | Firm Capacity | 1 | 2027-01-01 | 116.38 | MW
0 | 0 | System | Generator | G SouthHarper1 | Gas | Firm Capacity | 1 | 2027-04-01 | 105.8 | MW
0 | 0 | System | Generator | G SouthHarper1 | Gas | Firm Capacity | 1 | 2027-07-01 | 105.8 | MW
0 | 0 | System | Generator | G SouthHarper1 | Gas | Firm Capacity | 1 | 2027-10-01 | 105.8 | MW
G SouthHarper1_Firm Capacity2028 | Gas_Firm Capacity2028 | System | Generator | G SouthHarper1 | Gas | Firm Capacity | 1 | 2028-01-01 | 116.38 | MW
0 | 0 | System | Generator | G SouthHarper1 | Gas | Firm Capacity | 1 | 2028-04-01 | 105.8 | MW
0 | 0 | System | Generator | G SouthHarper1 | Gas | Firm Capacity | 1 | 2028-07-01 | 105.8 | MW
0 | 0 | System | Generator | G SouthHarper1 | Gas | Firm Capacity | 1 | 2028-10-01 | 105.8 | MW
G SouthHarper1_Firm Capacity2029 | Gas_Firm Capacity2029 | System | Generator | G SouthHarper1 | Gas | Firm Capacity | 1 | 2029-01-01 | 116.38 | MW
0 | 0 | System | Generator | G SouthHarper1 | Gas | Firm Capacity | 1 | 2029-04-01 | 105.8 | MW
0 | 0 | System | Generator | G SouthHarper1 | Gas | Firm Capacity | 1 | 2029-07-01 | 105.8 | MW
0 | 0 | System | Generator | G SouthHarper1 | Gas | Firm Capacity | 1 | 2029-10-01 | 105.8 | MW
G SouthHarper1_Firm Capacity2030 | Gas_Firm Capacity2030 | System | Generator | G SouthHarper1 | Gas | Firm Capacity | 1 | 2030-01-01 | 116.38 | MW
0 | 0 | System | Generator | G SouthHarper1 | Gas | Firm Capacity | 1 | 2030-04-01 | 105.8 | MW
0 | 0 | System | Generator | G SouthHarper1 | Gas | Firm Capacity | 1 | 2030-07-01 | 105.8 | MW
0 | 0 | System | Generator | G SouthHarper1 | Gas | Firm Capacity | 1 | 2030-10-01 | 105.8 | MW
G SouthHarper1_Firm Capacity2031 | Gas_Firm Capacity2031 | System | Generator | G SouthHarper1 | Gas | Firm Capacity | 1 | 2031-01-01 | 116.38 | MW
0 | 0 | System | Generator | G SouthHarper1 | Gas | Firm Capacity | 1 | 2031-04-01 | 105.8 | MW
0 | 0 | System | Generator | G SouthHarper1 | Gas | Firm Capacity | 1 | 2031-07-01 | 105.8 | MW
0 | 0 | System | Generator | G SouthHarper1 | Gas | Firm Capacity | 1 | 2031-10-01 | 105.8 | MW
G SouthHarper1_Firm Capacity2032 | Gas_Firm Capacity2032 | System | Generator | G SouthHarper1 | Gas | Firm Capacity | 1 | 2032-01-01 | 116.38 | MW
0 | 0 | System | Generator | G SouthHarper1 | Gas | Firm Capacity | 1 | 2032-04-01 | 105.8 | MW
0 | 0 | System | Generator | G SouthHarper1 | Gas | Firm Capacity | 1 | 2032-07-01 | 105.8 | MW
0 | 0 | System | Generator | G SouthHarper1 | Gas | Firm Capacity | 1 | 2032-10-01 | 105.8 | MW
G SouthHarper1_Firm Capacity2033 | Gas_Firm Capacity2033 | System | Generator | G SouthHarper1 | Gas | Firm Capacity | 1 | 2033-01-01 | 116.38 | MW
0 | 0 | System | Generator | G SouthHarper1 | Gas | Firm Capacity | 1 | 2033-04-01 | 105.8 | MW
0 | 0 | System | Generator | G SouthHarper1 | Gas | Firm Capacity | 1 | 2033-07-01 | 105.8 | MW
0 | 0 | System | Generator | G SouthHarper1 | Gas | Firm Capacity | 1 | 2033-10-01 | 105.8 | MW
G SouthHarper1_Firm Capacity2034 | Gas_Firm Capacity2034 | System | Generator | G SouthHarper1 | Gas | Firm Capacity | 1 | 2034-01-01 | 116.38 | MW
0 | 0 | System | Generator | G SouthHarper1 | Gas | Firm Capacity | 1 | 2034-04-01 | 105.8 | MW
0 | 0 | System | Generator | G SouthHarper1 | Gas | Firm Capacity | 1 | 2034-07-01 | 105.8 | MW
0 | 0 | System | Generator | G SouthHarper1 | Gas | Firm Capacity | 1 | 2034-10-01 | 105.8 | MW
G SouthHarper1_Firm Capacity2035 | Gas_Firm Capacity2035 | System | Generator | G SouthHarper1 | Gas | Firm Capacity | 1 | 2035-01-01 | 116.38 | MW
0 | 0 | System | Generator | G SouthHarper1 | Gas | Firm Capacity | 1 | 2035-04-01 | 105.8 | MW
0 | 0 | System | Generator | G SouthHarper1 | Gas | Firm Capacity | 1 | 2035-07-01 | 105.8 | MW
0 | 0 | System | Generator | G SouthHarper1 | Gas | Firm Capacity | 1 | 2035-10-01 | 105.8 | MW
G SouthHarper1_Firm Capacity2036 | Gas_Firm Capacity2036 | System | Generator | G SouthHarper1 | Gas | Firm Capacity | 1 | 2036-01-01 | 116.38 | MW
0 | 0 | System | Generator | G SouthHarper1 | Gas | Firm Capacity | 1 | 2036-04-01 | 105.8 | MW
0 | 0 | System | Generator | G SouthHarper1 | Gas | Firm Capacity | 1 | 2036-07-01 | 105.8 | MW
0 | 0 | System | Generator | G SouthHarper1 | Gas | Firm Capacity | 1 | 2036-10-01 | 105.8 | MW
G SouthHarper1_Firm Capacity2037 | Gas_Firm Capacity2037 | System | Generator | G SouthHarper1 | Gas | Firm Capacity | 1 | 2037-01-01 | 116.38 | MW
0 | 0 | System | Generator | G SouthHarper1 | Gas | Firm Capacity | 1 | 2037-04-01 | 105.8 | MW
0 | 0 | System | Generator | G SouthHarper1 | Gas | Firm Capacity | 1 | 2037-07-01 | 105.8 | MW
0 | 0 | System | Generator | G SouthHarper1 | Gas | Firm Capacity | 1 | 2037-10-01 | 105.8 | MW
G SouthHarper1_Firm Capacity2038 | Gas_Firm Capacity2038 | System | Generator | G SouthHarper1 | Gas | Firm Capacity | 1 | 2038-01-01 | 116.38 | MW
0 | 0 | System | Generator | G SouthHarper1 | Gas | Firm Capacity | 1 | 2038-04-01 | 105.8 | MW
0 | 0 | System | Generator | G SouthHarper1 | Gas | Firm Capacity | 1 | 2038-07-01 | 105.8 | MW
0 | 0 | System | Generator | G SouthHarper1 | Gas | Firm Capacity | 1 | 2038-10-01 | 105.8 | MW
G SouthHarper1_Firm Capacity2039 | Gas_Firm Capacity2039 | System | Generator | G SouthHarper1 | Gas | Firm Capacity | 1 | 2039-01-01 | 116.38 | MW
0 | 0 | System | Generator | G SouthHarper1 | Gas | Firm Capacity | 1 | 2039-04-01 | 105.8 | MW
0 | 0 | System | Generator | G SouthHarper1 | Gas | Firm Capacity | 1 | 2039-07-01 | 105.8 | MW
0 | 0 | System | Generator | G SouthHarper1 | Gas | Firm Capacity | 1 | 2039-10-01 | 105.8 | MW
G SouthHarper1_Firm Capacity2040 | Gas_Firm Capacity2040 | System | Generator | G SouthHarper1 | Gas | Firm Capacity | 1 | 2040-01-01 | 116.38 | MW
0 | 0 | System | Generator | G SouthHarper1 | Gas | Firm Capacity | 1 | 2040-04-01 | 105.8 | MW
0 | 0 | System | Generator | G SouthHarper1 | Gas | Firm Capacity | 1 | 2040-07-01 | 105.8 | MW
0 | 0 | System | Generator | G SouthHarper1 | Gas | Firm Capacity | 1 | 2040-10-01 | 105.8 | MW
G SouthHarper1_Firm Capacity2041 | Gas_Firm Capacity2041 | System | Generator | G SouthHarper1 | Gas | Firm Capacity | 1 | 2041-01-01 | 116.38 | MW
0 | 0 | System | Generator | G SouthHarper1 | Gas | Firm Capacity | 1 | 2041-04-01 | 105.8 | MW
0 | 0 | System | Generator | G SouthHarper1 | Gas | Firm Capacity | 1 | 2041-07-01 | 105.8 | MW
0 | 0 | System | Generator | G SouthHarper1 | Gas | Firm Capacity | 1 | 2041-10-01 | 105.8 | MW
G SouthHarper1_Firm Capacity2042 | Gas_Firm Capacity2042 | System | Generator | G SouthHarper1 | Gas | Firm Capacity | 1 | 2042-01-01 | 116.38 | MW
0 | 0 | System | Generator | G SouthHarper1 | Gas | Firm Capacity | 1 | 2042-04-01 | 105.8 | MW
0 | 0 | System | Generator | G SouthHarper1 | Gas | Firm Capacity | 1 | 2042-07-01 | 105.8 | MW
0 | 0 | System | Generator | G SouthHarper1 | Gas | Firm Capacity | 1 | 2042-10-01 | 105.8 | MW
G SouthHarper1_Firm Capacity2043 | Gas_Firm Capacity2043 | System | Generator | G SouthHarper1 | Gas | Firm Capacity | 1 | 2043-01-01 | 116.38 | MW
0 | 0 | System | Generator | G SouthHarper1 | Gas | Firm Capacity | 1 | 2043-04-01 | 105.8 | MW
0 | 0 | System | Generator | G SouthHarper1 | Gas | Firm Capacity | 1 | 2043-07-01 | 105.8 | MW
0 | 0 | System | Generator | G SouthHarper1 | Gas | Firm Capacity | 1 | 2043-10-01 | 105.8 | MW
G SouthHarper2_Firm Capacity2024 | Gas_Firm Capacity2024 | System | Generator | G SouthHarper2 | Gas | Firm Capacity | 1 | 2024-01-01 | 118.36 | MW
0 | 0 | System | Generator | G SouthHarper2 | Gas | Firm Capacity | 1 | 2024-04-01 | 107.6 | MW
0 | 0 | System | Generator | G SouthHarper2 | Gas | Firm Capacity | 1 | 2024-07-01 | 107.6 | MW
0 | 0 | System | Generator | G SouthHarper2 | Gas | Firm Capacity | 1 | 2024-10-01 | 107.6 | MW
G SouthHarper2_Firm Capacity2025 | Gas_Firm Capacity2025 | System | Generator | G SouthHarper2 | Gas | Firm Capacity | 1 | 2025-01-01 | 118.36 | MW
0 | 0 | System | Generator | G SouthHarper2 | Gas | Firm Capacity | 1 | 2025-04-01 | 107.6 | MW
0 | 0 | System | Generator | G SouthHarper2 | Gas | Firm Capacity | 1 | 2025-07-01 | 107.6 | MW
0 | 0 | System | Generator | G SouthHarper2 | Gas | Firm Capacity | 1 | 2025-10-01 | 107.6 | MW
G SouthHarper2_Firm Capacity2026 | Gas_Firm Capacity2026 | System | Generator | G SouthHarper2 | Gas | Firm Capacity | 1 | 2026-01-01 | 118.36 | MW
0 | 0 | System | Generator | G SouthHarper2 | Gas | Firm Capacity | 1 | 2026-04-01 | 107.6 | MW
0 | 0 | System | Generator | G SouthHarper2 | Gas | Firm Capacity | 1 | 2026-07-01 | 107.6 | MW
0 | 0 | System | Generator | G SouthHarper2 | Gas | Firm Capacity | 1 | 2026-10-01 | 107.6 | MW
G SouthHarper2_Firm Capacity2027 | Gas_Firm Capacity2027 | System | Generator | G SouthHarper2 | Gas | Firm Capacity | 1 | 2027-01-01 | 118.36 | MW
0 | 0 | System | Generator | G SouthHarper2 | Gas | Firm Capacity | 1 | 2027-04-01 | 107.6 | MW
0 | 0 | System | Generator | G SouthHarper2 | Gas | Firm Capacity | 1 | 2027-07-01 | 107.6 | MW
0 | 0 | System | Generator | G SouthHarper2 | Gas | Firm Capacity | 1 | 2027-10-01 | 107.6 | MW
G SouthHarper2_Firm Capacity2028 | Gas_Firm Capacity2028 | System | Generator | G SouthHarper2 | Gas | Firm Capacity | 1 | 2028-01-01 | 118.36 | MW
0 | 0 | System | Generator | G SouthHarper2 | Gas | Firm Capacity | 1 | 2028-04-01 | 107.6 | MW
0 | 0 | System | Generator | G SouthHarper2 | Gas | Firm Capacity | 1 | 2028-07-01 | 107.6 | MW
0 | 0 | System | Generator | G SouthHarper2 | Gas | Firm Capacity | 1 | 2028-10-01 | 107.6 | MW
G SouthHarper2_Firm Capacity2029 | Gas_Firm Capacity2029 | System | Generator | G SouthHarper2 | Gas | Firm Capacity | 1 | 2029-01-01 | 118.36 | MW
0 | 0 | System | Generator | G SouthHarper2 | Gas | Firm Capacity | 1 | 2029-04-01 | 107.6 | MW
0 | 0 | System | Generator | G SouthHarper2 | Gas | Firm Capacity | 1 | 2029-07-01 | 107.6 | MW
0 | 0 | System | Generator | G SouthHarper2 | Gas | Firm Capacity | 1 | 2029-10-01 | 107.6 | MW
G SouthHarper2_Firm Capacity2030 | Gas_Firm Capacity2030 | System | Generator | G SouthHarper2 | Gas | Firm Capacity | 1 | 2030-01-01 | 118.36 | MW
0 | 0 | System | Generator | G SouthHarper2 | Gas | Firm Capacity | 1 | 2030-04-01 | 107.6 | MW
0 | 0 | System | Generator | G SouthHarper2 | Gas | Firm Capacity | 1 | 2030-07-01 | 107.6 | MW
0 | 0 | System | Generator | G SouthHarper2 | Gas | Firm Capacity | 1 | 2030-10-01 | 107.6 | MW
G SouthHarper2_Firm Capacity2031 | Gas_Firm Capacity2031 | System | Generator | G SouthHarper2 | Gas | Firm Capacity | 1 | 2031-01-01 | 118.36 | MW
0 | 0 | System | Generator | G SouthHarper2 | Gas | Firm Capacity | 1 | 2031-04-01 | 107.6 | MW
0 | 0 | System | Generator | G SouthHarper2 | Gas | Firm Capacity | 1 | 2031-07-01 | 107.6 | MW
0 | 0 | System | Generator | G SouthHarper2 | Gas | Firm Capacity | 1 | 2031-10-01 | 107.6 | MW
G SouthHarper2_Firm Capacity2032 | Gas_Firm Capacity2032 | System | Generator | G SouthHarper2 | Gas | Firm Capacity | 1 | 2032-01-01 | 118.36 | MW
0 | 0 | System | Generator | G SouthHarper2 | Gas | Firm Capacity | 1 | 2032-04-01 | 107.6 | MW
0 | 0 | System | Generator | G SouthHarper2 | Gas | Firm Capacity | 1 | 2032-07-01 | 107.6 | MW
0 | 0 | System | Generator | G SouthHarper2 | Gas | Firm Capacity | 1 | 2032-10-01 | 107.6 | MW
G SouthHarper2_Firm Capacity2033 | Gas_Firm Capacity2033 | System | Generator | G SouthHarper2 | Gas | Firm Capacity | 1 | 2033-01-01 | 118.36 | MW
0 | 0 | System | Generator | G SouthHarper2 | Gas | Firm Capacity | 1 | 2033-04-01 | 107.6 | MW
0 | 0 | System | Generator | G SouthHarper2 | Gas | Firm Capacity | 1 | 2033-07-01 | 107.6 | MW
0 | 0 | System | Generator | G SouthHarper2 | Gas | Firm Capacity | 1 | 2033-10-01 | 107.6 | MW
G SouthHarper2_Firm Capacity2034 | Gas_Firm Capacity2034 | System | Generator | G SouthHarper2 | Gas | Firm Capacity | 1 | 2034-01-01 | 118.36 | MW
0 | 0 | System | Generator | G SouthHarper2 | Gas | Firm Capacity | 1 | 2034-04-01 | 107.6 | MW
0 | 0 | System | Generator | G SouthHarper2 | Gas | Firm Capacity | 1 | 2034-07-01 | 107.6 | MW
0 | 0 | System | Generator | G SouthHarper2 | Gas | Firm Capacity | 1 | 2034-10-01 | 107.6 | MW
G SouthHarper2_Firm Capacity2035 | Gas_Firm Capacity2035 | System | Generator | G SouthHarper2 | Gas | Firm Capacity | 1 | 2035-01-01 | 118.36 | MW
0 | 0 | System | Generator | G SouthHarper2 | Gas | Firm Capacity | 1 | 2035-04-01 | 107.6 | MW
0 | 0 | System | Generator | G SouthHarper2 | Gas | Firm Capacity | 1 | 2035-07-01 | 107.6 | MW
0 | 0 | System | Generator | G SouthHarper2 | Gas | Firm Capacity | 1 | 2035-10-01 | 107.6 | MW
G SouthHarper2_Firm Capacity2036 | Gas_Firm Capacity2036 | System | Generator | G SouthHarper2 | Gas | Firm Capacity | 1 | 2036-01-01 | 118.36 | MW
0 | 0 | System | Generator | G SouthHarper2 | Gas | Firm Capacity | 1 | 2036-04-01 | 107.6 | MW
0 | 0 | System | Generator | G SouthHarper2 | Gas | Firm Capacity | 1 | 2036-07-01 | 107.6 | MW
0 | 0 | System | Generator | G SouthHarper2 | Gas | Firm Capacity | 1 | 2036-10-01 | 107.6 | MW
G SouthHarper2_Firm Capacity2037 | Gas_Firm Capacity2037 | System | Generator | G SouthHarper2 | Gas | Firm Capacity | 1 | 2037-01-01 | 118.36 | MW
0 | 0 | System | Generator | G SouthHarper2 | Gas | Firm Capacity | 1 | 2037-04-01 | 107.6 | MW
0 | 0 | System | Generator | G SouthHarper2 | Gas | Firm Capacity | 1 | 2037-07-01 | 107.6 | MW
0 | 0 | System | Generator | G SouthHarper2 | Gas | Firm Capacity | 1 | 2037-10-01 | 107.6 | MW
G SouthHarper2_Firm Capacity2038 | Gas_Firm Capacity2038 | System | Generator | G SouthHarper2 | Gas | Firm Capacity | 1 | 2038-01-01 | 118.36 | MW
0 | 0 | System | Generator | G SouthHarper2 | Gas | Firm Capacity | 1 | 2038-04-01 | 107.6 | MW
0 | 0 | System | Generator | G SouthHarper2 | Gas | Firm Capacity | 1 | 2038-07-01 | 107.6 | MW
0 | 0 | System | Generator | G SouthHarper2 | Gas | Firm Capacity | 1 | 2038-10-01 | 107.6 | MW
G SouthHarper2_Firm Capacity2039 | Gas_Firm Capacity2039 | System | Generator | G SouthHarper2 | Gas | Firm Capacity | 1 | 2039-01-01 | 118.36 | MW
0 | 0 | System | Generator | G SouthHarper2 | Gas | Firm Capacity | 1 | 2039-04-01 | 107.6 | MW
0 | 0 | System | Generator | G SouthHarper2 | Gas | Firm Capacity | 1 | 2039-07-01 | 107.6 | MW
0 | 0 | System | Generator | G SouthHarper2 | Gas | Firm Capacity | 1 | 2039-10-01 | 107.6 | MW
G SouthHarper2_Firm Capacity2040 | Gas_Firm Capacity2040 | System | Generator | G SouthHarper2 | Gas | Firm Capacity | 1 | 2040-01-01 | 118.36 | MW
0 | 0 | System | Generator | G SouthHarper2 | Gas | Firm Capacity | 1 | 2040-04-01 | 107.6 | MW
0 | 0 | System | Generator | G SouthHarper2 | Gas | Firm Capacity | 1 | 2040-07-01 | 107.6 | MW
0 | 0 | System | Generator | G SouthHarper2 | Gas | Firm Capacity | 1 | 2040-10-01 | 107.6 | MW
G SouthHarper2_Firm Capacity2041 | Gas_Firm Capacity2041 | System | Generator | G SouthHarper2 | Gas | Firm Capacity | 1 | 2041-01-01 | 118.36 | MW
0 | 0 | System | Generator | G SouthHarper2 | Gas | Firm Capacity | 1 | 2041-04-01 | 107.6 | MW
0 | 0 | System | Generator | G SouthHarper2 | Gas | Firm Capacity | 1 | 2041-07-01 | 107.6 | MW
0 | 0 | System | Generator | G SouthHarper2 | Gas | Firm Capacity | 1 | 2041-10-01 | 107.6 | MW
G SouthHarper2_Firm Capacity2042 | Gas_Firm Capacity2042 | System | Generator | G SouthHarper2 | Gas | Firm Capacity | 1 | 2042-01-01 | 118.36 | MW
0 | 0 | System | Generator | G SouthHarper2 | Gas | Firm Capacity | 1 | 2042-04-01 | 107.6 | MW
0 | 0 | System | Generator | G SouthHarper2 | Gas | Firm Capacity | 1 | 2042-07-01 | 107.6 | MW
0 | 0 | System | Generator | G SouthHarper2 | Gas | Firm Capacity | 1 | 2042-10-01 | 107.6 | MW
G SouthHarper2_Firm Capacity2043 | Gas_Firm Capacity2043 | System | Generator | G SouthHarper2 | Gas | Firm Capacity | 1 | 2043-01-01 | 118.36 | MW
0 | 0 | System | Generator | G SouthHarper2 | Gas | Firm Capacity | 1 | 2043-04-01 | 107.6 | MW
0 | 0 | System | Generator | G SouthHarper2 | Gas | Firm Capacity | 1 | 2043-07-01 | 107.6 | MW
0 | 0 | System | Generator | G SouthHarper2 | Gas | Firm Capacity | 1 | 2043-10-01 | 107.6 | MW
G SouthHarper3_Firm Capacity2024 | Gas_Firm Capacity2024 | System | Generator | G SouthHarper3 | Gas | Firm Capacity | 1 | 2024-01-01 | 118.58 | MW
0 | 0 | System | Generator | G SouthHarper3 | Gas | Firm Capacity | 1 | 2024-04-01 | 107.8 | MW
0 | 0 | System | Generator | G SouthHarper3 | Gas | Firm Capacity | 1 | 2024-07-01 | 107.8 | MW
0 | 0 | System | Generator | G SouthHarper3 | Gas | Firm Capacity | 1 | 2024-10-01 | 107.8 | MW
G SouthHarper3_Firm Capacity2025 | Gas_Firm Capacity2025 | System | Generator | G SouthHarper3 | Gas | Firm Capacity | 1 | 2025-01-01 | 118.58 | MW
0 | 0 | System | Generator | G SouthHarper3 | Gas | Firm Capacity | 1 | 2025-04-01 | 107.8 | MW
0 | 0 | System | Generator | G SouthHarper3 | Gas | Firm Capacity | 1 | 2025-07-01 | 107.8 | MW
0 | 0 | System | Generator | G SouthHarper3 | Gas | Firm Capacity | 1 | 2025-10-01 | 107.8 | MW
G SouthHarper3_Firm Capacity2026 | Gas_Firm Capacity2026 | System | Generator | G SouthHarper3 | Gas | Firm Capacity | 1 | 2026-01-01 | 118.58 | MW
0 | 0 | System | Generator | G SouthHarper3 | Gas | Firm Capacity | 1 | 2026-04-01 | 107.8 | MW
0 | 0 | System | Generator | G SouthHarper3 | Gas | Firm Capacity | 1 | 2026-07-01 | 107.8 | MW
0 | 0 | System | Generator | G SouthHarper3 | Gas | Firm Capacity | 1 | 2026-10-01 | 107.8 | MW
G SouthHarper3_Firm Capacity2027 | Gas_Firm Capacity2027 | System | Generator | G SouthHarper3 | Gas | Firm Capacity | 1 | 2027-01-01 | 118.58 | MW
0 | 0 | System | Generator | G SouthHarper3 | Gas | Firm Capacity | 1 | 2027-04-01 | 107.8 | MW
0 | 0 | System | Generator | G SouthHarper3 | Gas | Firm Capacity | 1 | 2027-07-01 | 107.8 | MW
0 | 0 | System | Generator | G SouthHarper3 | Gas | Firm Capacity | 1 | 2027-10-01 | 107.8 | MW
G SouthHarper3_Firm Capacity2028 | Gas_Firm Capacity2028 | System | Generator | G SouthHarper3 | Gas | Firm Capacity | 1 | 2028-01-01 | 118.58 | MW
0 | 0 | System | Generator | G SouthHarper3 | Gas | Firm Capacity | 1 | 2028-04-01 | 107.8 | MW
0 | 0 | System | Generator | G SouthHarper3 | Gas | Firm Capacity | 1 | 2028-07-01 | 107.8 | MW
0 | 0 | System | Generator | G SouthHarper3 | Gas | Firm Capacity | 1 | 2028-10-01 | 107.8 | MW
G SouthHarper3_Firm Capacity2029 | Gas_Firm Capacity2029 | System | Generator | G SouthHarper3 | Gas | Firm Capacity | 1 | 2029-01-01 | 118.58 | MW
0 | 0 | System | Generator | G SouthHarper3 | Gas | Firm Capacity | 1 | 2029-04-01 | 107.8 | MW
0 | 0 | System | Generator | G SouthHarper3 | Gas | Firm Capacity | 1 | 2029-07-01 | 107.8 | MW
0 | 0 | System | Generator | G SouthHarper3 | Gas | Firm Capacity | 1 | 2029-10-01 | 107.8 | MW
G SouthHarper3_Firm Capacity2030 | Gas_Firm Capacity2030 | System | Generator | G SouthHarper3 | Gas | Firm Capacity | 1 | 2030-01-01 | 118.58 | MW
0 | 0 | System | Generator | G SouthHarper3 | Gas | Firm Capacity | 1 | 2030-04-01 | 107.8 | MW
0 | 0 | System | Generator | G SouthHarper3 | Gas | Firm Capacity | 1 | 2030-07-01 | 107.8 | MW
0 | 0 | System | Generator | G SouthHarper3 | Gas | Firm Capacity | 1 | 2030-10-01 | 107.8 | MW
G SouthHarper3_Firm Capacity2031 | Gas_Firm Capacity2031 | System | Generator | G SouthHarper3 | Gas | Firm Capacity | 1 | 2031-01-01 | 118.58 | MW
0 | 0 | System | Generator | G SouthHarper3 | Gas | Firm Capacity | 1 | 2031-04-01 | 107.8 | MW
0 | 0 | System | Generator | G SouthHarper3 | Gas | Firm Capacity | 1 | 2031-07-01 | 107.8 | MW
0 | 0 | System | Generator | G SouthHarper3 | Gas | Firm Capacity | 1 | 2031-10-01 | 107.8 | MW
G SouthHarper3_Firm Capacity2032 | Gas_Firm Capacity2032 | System | Generator | G SouthHarper3 | Gas | Firm Capacity | 1 | 2032-01-01 | 118.58 | MW
0 | 0 | System | Generator | G SouthHarper3 | Gas | Firm Capacity | 1 | 2032-04-01 | 107.8 | MW
0 | 0 | System | Generator | G SouthHarper3 | Gas | Firm Capacity | 1 | 2032-07-01 | 107.8 | MW
0 | 0 | System | Generator | G SouthHarper3 | Gas | Firm Capacity | 1 | 2032-10-01 | 107.8 | MW
G SouthHarper3_Firm Capacity2033 | Gas_Firm Capacity2033 | System | Generator | G SouthHarper3 | Gas | Firm Capacity | 1 | 2033-01-01 | 118.58 | MW
0 | 0 | System | Generator | G SouthHarper3 | Gas | Firm Capacity | 1 | 2033-04-01 | 107.8 | MW
0 | 0 | System | Generator | G SouthHarper3 | Gas | Firm Capacity | 1 | 2033-07-01 | 107.8 | MW
0 | 0 | System | Generator | G SouthHarper3 | Gas | Firm Capacity | 1 | 2033-10-01 | 107.8 | MW
G SouthHarper3_Firm Capacity2034 | Gas_Firm Capacity2034 | System | Generator | G SouthHarper3 | Gas | Firm Capacity | 1 | 2034-01-01 | 118.58 | MW
0 | 0 | System | Generator | G SouthHarper3 | Gas | Firm Capacity | 1 | 2034-04-01 | 107.8 | MW
0 | 0 | System | Generator | G SouthHarper3 | Gas | Firm Capacity | 1 | 2034-07-01 | 107.8 | MW
0 | 0 | System | Generator | G SouthHarper3 | Gas | Firm Capacity | 1 | 2034-10-01 | 107.8 | MW
G SouthHarper3_Firm Capacity2035 | Gas_Firm Capacity2035 | System | Generator | G SouthHarper3 | Gas | Firm Capacity | 1 | 2035-01-01 | 118.58 | MW
0 | 0 | System | Generator | G SouthHarper3 | Gas | Firm Capacity | 1 | 2035-04-01 | 107.8 | MW
0 | 0 | System | Generator | G SouthHarper3 | Gas | Firm Capacity | 1 | 2035-07-01 | 107.8 | MW
0 | 0 | System | Generator | G SouthHarper3 | Gas | Firm Capacity | 1 | 2035-10-01 | 107.8 | MW
G SouthHarper3_Firm Capacity2036 | Gas_Firm Capacity2036 | System | Generator | G SouthHarper3 | Gas | Firm Capacity | 1 | 2036-01-01 | 118.58 | MW
0 | 0 | System | Generator | G SouthHarper3 | Gas | Firm Capacity | 1 | 2036-04-01 | 107.8 | MW
0 | 0 | System | Generator | G SouthHarper3 | Gas | Firm Capacity | 1 | 2036-07-01 | 107.8 | MW
0 | 0 | System | Generator | G SouthHarper3 | Gas | Firm Capacity | 1 | 2036-10-01 | 107.8 | MW
G SouthHarper3_Firm Capacity2037 | Gas_Firm Capacity2037 | System | Generator | G SouthHarper3 | Gas | Firm Capacity | 1 | 2037-01-01 | 118.58 | MW
0 | 0 | System | Generator | G SouthHarper3 | Gas | Firm Capacity | 1 | 2037-04-01 | 107.8 | MW
0 | 0 | System | Generator | G SouthHarper3 | Gas | Firm Capacity | 1 | 2037-07-01 | 107.8 | MW
0 | 0 | System | Generator | G SouthHarper3 | Gas | Firm Capacity | 1 | 2037-10-01 | 107.8 | MW
G SouthHarper3_Firm Capacity2038 | Gas_Firm Capacity2038 | System | Generator | G SouthHarper3 | Gas | Firm Capacity | 1 | 2038-01-01 | 118.58 | MW
0 | 0 | System | Generator | G SouthHarper3 | Gas | Firm Capacity | 1 | 2038-04-01 | 107.8 | MW
0 | 0 | System | Generator | G SouthHarper3 | Gas | Firm Capacity | 1 | 2038-07-01 | 107.8 | MW
0 | 0 | System | Generator | G SouthHarper3 | Gas | Firm Capacity | 1 | 2038-10-01 | 107.8 | MW
G SouthHarper3_Firm Capacity2039 | Gas_Firm Capacity2039 | System | Generator | G SouthHarper3 | Gas | Firm Capacity | 1 | 2039-01-01 | 118.58 | MW
0 | 0 | System | Generator | G SouthHarper3 | Gas | Firm Capacity | 1 | 2039-04-01 | 107.8 | MW
0 | 0 | System | Generator | G SouthHarper3 | Gas | Firm Capacity | 1 | 2039-07-01 | 107.8 | MW
0 | 0 | System | Generator | G SouthHarper3 | Gas | Firm Capacity | 1 | 2039-10-01 | 107.8 | MW
G SouthHarper3_Firm Capacity2040 | Gas_Firm Capacity2040 | System | Generator | G SouthHarper3 | Gas | Firm Capacity | 1 | 2040-01-01 | 118.58 | MW
0 | 0 | System | Generator | G SouthHarper3 | Gas | Firm Capacity | 1 | 2040-04-01 | 107.8 | MW
0 | 0 | System | Generator | G SouthHarper3 | Gas | Firm Capacity | 1 | 2040-07-01 | 107.8 | MW
0 | 0 | System | Generator | G SouthHarper3 | Gas | Firm Capacity | 1 | 2040-10-01 | 107.8 | MW
G SouthHarper3_Firm Capacity2041 | Gas_Firm Capacity2041 | System | Generator | G SouthHarper3 | Gas | Firm Capacity | 1 | 2041-01-01 | 118.58 | MW
0 | 0 | System | Generator | G SouthHarper3 | Gas | Firm Capacity | 1 | 2041-04-01 | 107.8 | MW
0 | 0 | System | Generator | G SouthHarper3 | Gas | Firm Capacity | 1 | 2041-07-01 | 107.8 | MW
0 | 0 | System | Generator | G SouthHarper3 | Gas | Firm Capacity | 1 | 2041-10-01 | 107.8 | MW
G SouthHarper3_Firm Capacity2042 | Gas_Firm Capacity2042 | System | Generator | G SouthHarper3 | Gas | Firm Capacity | 1 | 2042-01-01 | 118.58 | MW
0 | 0 | System | Generator | G SouthHarper3 | Gas | Firm Capacity | 1 | 2042-04-01 | 107.8 | MW
0 | 0 | System | Generator | G SouthHarper3 | Gas | Firm Capacity | 1 | 2042-07-01 | 107.8 | MW
0 | 0 | System | Generator | G SouthHarper3 | Gas | Firm Capacity | 1 | 2042-10-01 | 107.8 | MW
G SouthHarper3_Firm Capacity2043 | Gas_Firm Capacity2043 | System | Generator | G SouthHarper3 | Gas | Firm Capacity | 1 | 2043-01-01 | 118.58 | MW
0 | 0 | System | Generator | G SouthHarper3 | Gas | Firm Capacity | 1 | 2043-04-01 | 107.8 | MW
0 | 0 | System | Generator | G SouthHarper3 | Gas | Firm Capacity | 1 | 2043-07-01 | 107.8 | MW
0 | 0 | System | Generator | G SouthHarper3 | Gas | Firm Capacity | 1 | 2043-10-01 | 107.8 | MW
G XRoads1_Firm Capacity2024 | Gas_Firm Capacity2024 | System | Generator | G XRoads1 | Gas | Firm Capacity | 1 | 2024-01-01 | 82.83 | MW
0 | 0 | System | Generator | G XRoads1 | Gas | Firm Capacity | 1 | 2024-04-01 | 75.3 | MW
0 | 0 | System | Generator | G XRoads1 | Gas | Firm Capacity | 1 | 2024-07-01 | 75.3 | MW
0 | 0 | System | Generator | G XRoads1 | Gas | Firm Capacity | 1 | 2024-10-01 | 75.3 | MW
G XRoads1_Firm Capacity2025 | Gas_Firm Capacity2025 | System | Generator | G XRoads1 | Gas | Firm Capacity | 1 | 2025-01-01 | 82.83 | MW
0 | 0 | System | Generator | G XRoads1 | Gas | Firm Capacity | 1 | 2025-04-01 | 75.3 | MW
0 | 0 | System | Generator | G XRoads1 | Gas | Firm Capacity | 1 | 2025-07-01 | 75.3 | MW
0 | 0 | System | Generator | G XRoads1 | Gas | Firm Capacity | 1 | 2025-10-01 | 75.3 | MW
G XRoads1_Firm Capacity2026 | Gas_Firm Capacity2026 | System | Generator | G XRoads1 | Gas | Firm Capacity | 1 | 2026-01-01 | 82.83 | MW
0 | 0 | System | Generator | G XRoads1 | Gas | Firm Capacity | 1 | 2026-04-01 | 75.3 | MW
0 | 0 | System | Generator | G XRoads1 | Gas | Firm Capacity | 1 | 2026-07-01 | 75.3 | MW
0 | 0 | System | Generator | G XRoads1 | Gas | Firm Capacity | 1 | 2026-10-01 | 75.3 | MW
G XRoads1_Firm Capacity2027 | Gas_Firm Capacity2027 | System | Generator | G XRoads1 | Gas | Firm Capacity | 1 | 2027-01-01 | 82.83 | MW
0 | 0 | System | Generator | G XRoads1 | Gas | Firm Capacity | 1 | 2027-04-01 | 75.3 | MW
0 | 0 | System | Generator | G XRoads1 | Gas | Firm Capacity | 1 | 2027-07-01 | 75.3 | MW
0 | 0 | System | Generator | G XRoads1 | Gas | Firm Capacity | 1 | 2027-10-01 | 75.3 | MW
G XRoads1_Firm Capacity2028 | Gas_Firm Capacity2028 | System | Generator | G XRoads1 | Gas | Firm Capacity | 1 | 2028-01-01 | 82.83 | MW
0 | 0 | System | Generator | G XRoads1 | Gas | Firm Capacity | 1 | 2028-04-01 | 75.3 | MW
0 | 0 | System | Generator | G XRoads1 | Gas | Firm Capacity | 1 | 2028-07-01 | 75.3 | MW
0 | 0 | System | Generator | G XRoads1 | Gas | Firm Capacity | 1 | 2028-10-01 | 75.3 | MW
G XRoads1_Firm Capacity2029 | Gas_Firm Capacity2029 | System | Generator | G XRoads1 | Gas | Firm Capacity | 1 | 2029-01-01 | 82.83 | MW
0 | 0 | System | Generator | G XRoads1 | Gas | Firm Capacity | 1 | 2029-04-01 | 75.3 | MW
0 | 0 | System | Generator | G XRoads1 | Gas | Firm Capacity | 1 | 2029-07-01 | 75.3 | MW
0 | 0 | System | Generator | G XRoads1 | Gas | Firm Capacity | 1 | 2029-10-01 | 75.3 | MW
G XRoads1_Firm Capacity2030 | Gas_Firm Capacity2030 | System | Generator | G XRoads1 | Gas | Firm Capacity | 1 | 2030-01-01 | 82.83 | MW
0 | 0 | System | Generator | G XRoads1 | Gas | Firm Capacity | 1 | 2030-04-01 | 75.3 | MW
0 | 0 | System | Generator | G XRoads1 | Gas | Firm Capacity | 1 | 2030-07-01 | 75.3 | MW
0 | 0 | System | Generator | G XRoads1 | Gas | Firm Capacity | 1 | 2030-10-01 | 75.3 | MW
G XRoads1_Firm Capacity2031 | Gas_Firm Capacity2031 | System | Generator | G XRoads1 | Gas | Firm Capacity | 1 | 2031-01-01 | 82.83 | MW
0 | 0 | System | Generator | G XRoads1 | Gas | Firm Capacity | 1 | 2031-04-01 | 75.3 | MW
0 | 0 | System | Generator | G XRoads1 | Gas | Firm Capacity | 1 | 2031-07-01 | 75.3 | MW
0 | 0 | System | Generator | G XRoads1 | Gas | Firm Capacity | 1 | 2031-10-01 | 75.3 | MW
G XRoads1_Firm Capacity2032 | Gas_Firm Capacity2032 | System | Generator | G XRoads1 | Gas | Firm Capacity | 1 | 2032-01-01 | 82.83 | MW
0 | 0 | System | Generator | G XRoads1 | Gas | Firm Capacity | 1 | 2032-04-01 | 75.3 | MW
0 | 0 | System | Generator | G XRoads1 | Gas | Firm Capacity | 1 | 2032-07-01 | 75.3 | MW
0 | 0 | System | Generator | G XRoads1 | Gas | Firm Capacity | 1 | 2032-10-01 | 75.3 | MW
G XRoads1_Firm Capacity2033 | Gas_Firm Capacity2033 | System | Generator | G XRoads1 | Gas | Firm Capacity | 1 | 2033-01-01 | 82.83 | MW
0 | 0 | System | Generator | G XRoads1 | Gas | Firm Capacity | 1 | 2033-04-01 | 75.3 | MW
0 | 0 | System | Generator | G XRoads1 | Gas | Firm Capacity | 1 | 2033-07-01 | 75.3 | MW
0 | 0 | System | Generator | G XRoads1 | Gas | Firm Capacity | 1 | 2033-10-01 | 75.3 | MW
G XRoads1_Firm Capacity2034 | Gas_Firm Capacity2034 | System | Generator | G XRoads1 | Gas | Firm Capacity | 1 | 2034-01-01 | 82.83 | MW
0 | 0 | System | Generator | G XRoads1 | Gas | Firm Capacity | 1 | 2034-04-01 | 75.3 | MW
0 | 0 | System | Generator | G XRoads1 | Gas | Firm Capacity | 1 | 2034-07-01 | 75.3 | MW
0 | 0 | System | Generator | G XRoads1 | Gas | Firm Capacity | 1 | 2034-10-01 | 75.3 | MW
G XRoads1_Firm Capacity2035 | Gas_Firm Capacity2035 | System | Generator | G XRoads1 | Gas | Firm Capacity | 1 | 2035-01-01 | 82.83 | MW
0 | 0 | System | Generator | G XRoads1 | Gas | Firm Capacity | 1 | 2035-04-01 | 75.3 | MW
0 | 0 | System | Generator | G XRoads1 | Gas | Firm Capacity | 1 | 2035-07-01 | 75.3 | MW
0 | 0 | System | Generator | G XRoads1 | Gas | Firm Capacity | 1 | 2035-10-01 | 75.3 | MW
G XRoads1_Firm Capacity2036 | Gas_Firm Capacity2036 | System | Generator | G XRoads1 | Gas | Firm Capacity | 1 | 2036-01-01 | 82.83 | MW
0 | 0 | System | Generator | G XRoads1 | Gas | Firm Capacity | 1 | 2036-04-01 | 75.3 | MW
0 | 0 | System | Generator | G XRoads1 | Gas | Firm Capacity | 1 | 2036-07-01 | 75.3 | MW
0 | 0 | System | Generator | G XRoads1 | Gas | Firm Capacity | 1 | 2036-10-01 | 75.3 | MW
G XRoads1_Firm Capacity2037 | Gas_Firm Capacity2037 | System | Generator | G XRoads1 | Gas | Firm Capacity | 1 | 2037-01-01 | 82.83 | MW
0 | 0 | System | Generator | G XRoads1 | Gas | Firm Capacity | 1 | 2037-04-01 | 75.3 | MW
0 | 0 | System | Generator | G XRoads1 | Gas | Firm Capacity | 1 | 2037-07-01 | 75.3 | MW
0 | 0 | System | Generator | G XRoads1 | Gas | Firm Capacity | 1 | 2037-10-01 | 75.3 | MW
G XRoads1_Firm Capacity2038 | Gas_Firm Capacity2038 | System | Generator | G XRoads1 | Gas | Firm Capacity | 1 | 2038-01-01 | 82.83 | MW
0 | 0 | System | Generator | G XRoads1 | Gas | Firm Capacity | 1 | 2038-04-01 | 75.3 | MW
0 | 0 | System | Generator | G XRoads1 | Gas | Firm Capacity | 1 | 2038-07-01 | 75.3 | MW
0 | 0 | System | Generator | G XRoads1 | Gas | Firm Capacity | 1 | 2038-10-01 | 75.3 | MW
G XRoads1_Firm Capacity2039 | Gas_Firm Capacity2039 | System | Generator | G XRoads1 | Gas | Firm Capacity | 1 | 2039-01-01 | 82.83 | MW
0 | 0 | System | Generator | G XRoads1 | Gas | Firm Capacity | 1 | 2039-04-01 | 75.3 | MW
0 | 0 | System | Generator | G XRoads1 | Gas | Firm Capacity | 1 | 2039-07-01 | 75.3 | MW
0 | 0 | System | Generator | G XRoads1 | Gas | Firm Capacity | 1 | 2039-10-01 | 75.3 | MW
G XRoads1_Firm Capacity2040 | Gas_Firm Capacity2040 | System | Generator | G XRoads1 | Gas | Firm Capacity | 1 | 2040-01-01 | 82.83 | MW
0 | 0 | System | Generator | G XRoads1 | Gas | Firm Capacity | 1 | 2040-04-01 | 75.3 | MW
0 | 0 | System | Generator | G XRoads1 | Gas | Firm Capacity | 1 | 2040-07-01 | 75.3 | MW
0 | 0 | System | Generator | G XRoads1 | Gas | Firm Capacity | 1 | 2040-10-01 | 75.3 | MW
G XRoads1_Firm Capacity2041 | Gas_Firm Capacity2041 | System | Generator | G XRoads1 | Gas | Firm Capacity | 1 | 2041-01-01 | 82.83 | MW
0 | 0 | System | Generator | G XRoads1 | Gas | Firm Capacity | 1 | 2041-04-01 | 75.3 | MW
0 | 0 | System | Generator | G XRoads1 | Gas | Firm Capacity | 1 | 2041-07-01 | 75.3 | MW
0 | 0 | System | Generator | G XRoads1 | Gas | Firm Capacity | 1 | 2041-10-01 | 75.3 | MW
G XRoads1_Firm Capacity2042 | Gas_Firm Capacity2042 | System | Generator | G XRoads1 | Gas | Firm Capacity | 1 | 2042-01-01 | 82.83 | MW
0 | 0 | System | Generator | G XRoads1 | Gas | Firm Capacity | 1 | 2042-04-01 | 75.3 | MW
0 | 0 | System | Generator | G XRoads1 | Gas | Firm Capacity | 1 | 2042-07-01 | 75.3 | MW
0 | 0 | System | Generator | G XRoads1 | Gas | Firm Capacity | 1 | 2042-10-01 | 75.3 | MW
G XRoads1_Firm Capacity2043 | Gas_Firm Capacity2043 | System | Generator | G XRoads1 | Gas | Firm Capacity | 1 | 2043-01-01 | 82.83 | MW
0 | 0 | System | Generator | G XRoads1 | Gas | Firm Capacity | 1 | 2043-04-01 | 75.3 | MW
0 | 0 | System | Generator | G XRoads1 | Gas | Firm Capacity | 1 | 2043-07-01 | 75.3 | MW
0 | 0 | System | Generator | G XRoads1 | Gas | Firm Capacity | 1 | 2043-10-01 | 75.3 | MW
G XRoads2_Firm Capacity2024 | Gas_Firm Capacity2024 | System | Generator | G XRoads2 | Gas | Firm Capacity | 1 | 2024-01-01 | 83.93 | MW
0 | 0 | System | Generator | G XRoads2 | Gas | Firm Capacity | 1 | 2024-04-01 | 76.3 | MW
0 | 0 | System | Generator | G XRoads2 | Gas | Firm Capacity | 1 | 2024-07-01 | 76.3 | MW
0 | 0 | System | Generator | G XRoads2 | Gas | Firm Capacity | 1 | 2024-10-01 | 76.3 | MW
G XRoads2_Firm Capacity2025 | Gas_Firm Capacity2025 | System | Generator | G XRoads2 | Gas | Firm Capacity | 1 | 2025-01-01 | 83.93 | MW
0 | 0 | System | Generator | G XRoads2 | Gas | Firm Capacity | 1 | 2025-04-01 | 76.3 | MW
0 | 0 | System | Generator | G XRoads2 | Gas | Firm Capacity | 1 | 2025-07-01 | 76.3 | MW
0 | 0 | System | Generator | G XRoads2 | Gas | Firm Capacity | 1 | 2025-10-01 | 76.3 | MW
G XRoads2_Firm Capacity2026 | Gas_Firm Capacity2026 | System | Generator | G XRoads2 | Gas | Firm Capacity | 1 | 2026-01-01 | 83.93 | MW
0 | 0 | System | Generator | G XRoads2 | Gas | Firm Capacity | 1 | 2026-04-01 | 76.3 | MW
0 | 0 | System | Generator | G XRoads2 | Gas | Firm Capacity | 1 | 2026-07-01 | 76.3 | MW
0 | 0 | System | Generator | G XRoads2 | Gas | Firm Capacity | 1 | 2026-10-01 | 76.3 | MW
G XRoads2_Firm Capacity2027 | Gas_Firm Capacity2027 | System | Generator | G XRoads2 | Gas | Firm Capacity | 1 | 2027-01-01 | 83.93 | MW
0 | 0 | System | Generator | G XRoads2 | Gas | Firm Capacity | 1 | 2027-04-01 | 76.3 | MW
0 | 0 | System | Generator | G XRoads2 | Gas | Firm Capacity | 1 | 2027-07-01 | 76.3 | MW
0 | 0 | System | Generator | G XRoads2 | Gas | Firm Capacity | 1 | 2027-10-01 | 76.3 | MW
G XRoads2_Firm Capacity2028 | Gas_Firm Capacity2028 | System | Generator | G XRoads2 | Gas | Firm Capacity | 1 | 2028-01-01 | 83.93 | MW
0 | 0 | System | Generator | G XRoads2 | Gas | Firm Capacity | 1 | 2028-04-01 | 76.3 | MW
0 | 0 | System | Generator | G XRoads2 | Gas | Firm Capacity | 1 | 2028-07-01 | 76.3 | MW
0 | 0 | System | Generator | G XRoads2 | Gas | Firm Capacity | 1 | 2028-10-01 | 76.3 | MW
G XRoads2_Firm Capacity2029 | Gas_Firm Capacity2029 | System | Generator | G XRoads2 | Gas | Firm Capacity | 1 | 2029-01-01 | 83.93 | MW
0 | 0 | System | Generator | G XRoads2 | Gas | Firm Capacity | 1 | 2029-04-01 | 76.3 | MW
0 | 0 | System | Generator | G XRoads2 | Gas | Firm Capacity | 1 | 2029-07-01 | 76.3 | MW
0 | 0 | System | Generator | G XRoads2 | Gas | Firm Capacity | 1 | 2029-10-01 | 76.3 | MW
G XRoads2_Firm Capacity2030 | Gas_Firm Capacity2030 | System | Generator | G XRoads2 | Gas | Firm Capacity | 1 | 2030-01-01 | 83.93 | MW
0 | 0 | System | Generator | G XRoads2 | Gas | Firm Capacity | 1 | 2030-04-01 | 76.3 | MW
0 | 0 | System | Generator | G XRoads2 | Gas | Firm Capacity | 1 | 2030-07-01 | 76.3 | MW
0 | 0 | System | Generator | G XRoads2 | Gas | Firm Capacity | 1 | 2030-10-01 | 76.3 | MW
G XRoads2_Firm Capacity2031 | Gas_Firm Capacity2031 | System | Generator | G XRoads2 | Gas | Firm Capacity | 1 | 2031-01-01 | 83.93 | MW
0 | 0 | System | Generator | G XRoads2 | Gas | Firm Capacity | 1 | 2031-04-01 | 76.3 | MW
0 | 0 | System | Generator | G XRoads2 | Gas | Firm Capacity | 1 | 2031-07-01 | 76.3 | MW
0 | 0 | System | Generator | G XRoads2 | Gas | Firm Capacity | 1 | 2031-10-01 | 76.3 | MW
G XRoads2_Firm Capacity2032 | Gas_Firm Capacity2032 | System | Generator | G XRoads2 | Gas | Firm Capacity | 1 | 2032-01-01 | 83.93 | MW
0 | 0 | System | Generator | G XRoads2 | Gas | Firm Capacity | 1 | 2032-04-01 | 76.3 | MW
0 | 0 | System | Generator | G XRoads2 | Gas | Firm Capacity | 1 | 2032-07-01 | 76.3 | MW
0 | 0 | System | Generator | G XRoads2 | Gas | Firm Capacity | 1 | 2032-10-01 | 76.3 | MW
G XRoads2_Firm Capacity2033 | Gas_Firm Capacity2033 | System | Generator | G XRoads2 | Gas | Firm Capacity | 1 | 2033-01-01 | 83.93 | MW
0 | 0 | System | Generator | G XRoads2 | Gas | Firm Capacity | 1 | 2033-04-01 | 76.3 | MW
0 | 0 | System | Generator | G XRoads2 | Gas | Firm Capacity | 1 | 2033-07-01 | 76.3 | MW
0 | 0 | System | Generator | G XRoads2 | Gas | Firm Capacity | 1 | 2033-10-01 | 76.3 | MW
G XRoads2_Firm Capacity2034 | Gas_Firm Capacity2034 | System | Generator | G XRoads2 | Gas | Firm Capacity | 1 | 2034-01-01 | 83.93 | MW
0 | 0 | System | Generator | G XRoads2 | Gas | Firm Capacity | 1 | 2034-04-01 | 76.3 | MW
0 | 0 | System | Generator | G XRoads2 | Gas | Firm Capacity | 1 | 2034-07-01 | 76.3 | MW
0 | 0 | System | Generator | G XRoads2 | Gas | Firm Capacity | 1 | 2034-10-01 | 76.3 | MW
G XRoads2_Firm Capacity2035 | Gas_Firm Capacity2035 | System | Generator | G XRoads2 | Gas | Firm Capacity | 1 | 2035-01-01 | 83.93 | MW
0 | 0 | System | Generator | G XRoads2 | Gas | Firm Capacity | 1 | 2035-04-01 | 76.3 | MW
0 | 0 | System | Generator | G XRoads2 | Gas | Firm Capacity | 1 | 2035-07-01 | 76.3 | MW
0 | 0 | System | Generator | G XRoads2 | Gas | Firm Capacity | 1 | 2035-10-01 | 76.3 | MW
G XRoads2_Firm Capacity2036 | Gas_Firm Capacity2036 | System | Generator | G XRoads2 | Gas | Firm Capacity | 1 | 2036-01-01 | 83.93 | MW
0 | 0 | System | Generator | G XRoads2 | Gas | Firm Capacity | 1 | 2036-04-01 | 76.3 | MW
0 | 0 | System | Generator | G XRoads2 | Gas | Firm Capacity | 1 | 2036-07-01 | 76.3 | MW
0 | 0 | System | Generator | G XRoads2 | Gas | Firm Capacity | 1 | 2036-10-01 | 76.3 | MW
G XRoads2_Firm Capacity2037 | Gas_Firm Capacity2037 | System | Generator | G XRoads2 | Gas | Firm Capacity | 1 | 2037-01-01 | 83.93 | MW
0 | 0 | System | Generator | G XRoads2 | Gas | Firm Capacity | 1 | 2037-04-01 | 76.3 | MW
0 | 0 | System | Generator | G XRoads2 | Gas | Firm Capacity | 1 | 2037-07-01 | 76.3 | MW
0 | 0 | System | Generator | G XRoads2 | Gas | Firm Capacity | 1 | 2037-10-01 | 76.3 | MW
G XRoads2_Firm Capacity2038 | Gas_Firm Capacity2038 | System | Generator | G XRoads2 | Gas | Firm Capacity | 1 | 2038-01-01 | 83.93 | MW
0 | 0 | System | Generator | G XRoads2 | Gas | Firm Capacity | 1 | 2038-04-01 | 76.3 | MW
0 | 0 | System | Generator | G XRoads2 | Gas | Firm Capacity | 1 | 2038-07-01 | 76.3 | MW
0 | 0 | System | Generator | G XRoads2 | Gas | Firm Capacity | 1 | 2038-10-01 | 76.3 | MW
G XRoads2_Firm Capacity2039 | Gas_Firm Capacity2039 | System | Generator | G XRoads2 | Gas | Firm Capacity | 1 | 2039-01-01 | 83.93 | MW
0 | 0 | System | Generator | G XRoads2 | Gas | Firm Capacity | 1 | 2039-04-01 | 76.3 | MW
0 | 0 | System | Generator | G XRoads2 | Gas | Firm Capacity | 1 | 2039-07-01 | 76.3 | MW
0 | 0 | System | Generator | G XRoads2 | Gas | Firm Capacity | 1 | 2039-10-01 | 76.3 | MW
G XRoads2_Firm Capacity2040 | Gas_Firm Capacity2040 | System | Generator | G XRoads2 | Gas | Firm Capacity | 1 | 2040-01-01 | 83.93 | MW
0 | 0 | System | Generator | G XRoads2 | Gas | Firm Capacity | 1 | 2040-04-01 | 76.3 | MW
0 | 0 | System | Generator | G XRoads2 | Gas | Firm Capacity | 1 | 2040-07-01 | 76.3 | MW
0 | 0 | System | Generator | G XRoads2 | Gas | Firm Capacity | 1 | 2040-10-01 | 76.3 | MW
G XRoads2_Firm Capacity2041 | Gas_Firm Capacity2041 | System | Generator | G XRoads2 | Gas | Firm Capacity | 1 | 2041-01-01 | 83.93 | MW
0 | 0 | System | Generator | G XRoads2 | Gas | Firm Capacity | 1 | 2041-04-01 | 76.3 | MW
0 | 0 | System | Generator | G XRoads2 | Gas | Firm Capacity | 1 | 2041-07-01 | 76.3 | MW
0 | 0 | System | Generator | G XRoads2 | Gas | Firm Capacity | 1 | 2041-10-01 | 76.3 | MW
G XRoads2_Firm Capacity2042 | Gas_Firm Capacity2042 | System | Generator | G XRoads2 | Gas | Firm Capacity | 1 | 2042-01-01 | 83.93 | MW
0 | 0 | System | Generator | G XRoads2 | Gas | Firm Capacity | 1 | 2042-04-01 | 76.3 | MW
0 | 0 | System | Generator | G XRoads2 | Gas | Firm Capacity | 1 | 2042-07-01 | 76.3 | MW
0 | 0 | System | Generator | G XRoads2 | Gas | Firm Capacity | 1 | 2042-10-01 | 76.3 | MW
G XRoads2_Firm Capacity2043 | Gas_Firm Capacity2043 | System | Generator | G XRoads2 | Gas | Firm Capacity | 1 | 2043-01-01 | 83.93 | MW
0 | 0 | System | Generator | G XRoads2 | Gas | Firm Capacity | 1 | 2043-04-01 | 76.3 | MW
0 | 0 | System | Generator | G XRoads2 | Gas | Firm Capacity | 1 | 2043-07-01 | 76.3 | MW
0 | 0 | System | Generator | G XRoads2 | Gas | Firm Capacity | 1 | 2043-10-01 | 76.3 | MW
G XRoads3_Firm Capacity2024 | Gas_Firm Capacity2024 | System | Generator | G XRoads3 | Gas | Firm Capacity | 1 | 2024-01-01 | 82.83 | MW
0 | 0 | System | Generator | G XRoads3 | Gas | Firm Capacity | 1 | 2024-04-01 | 75.3 | MW
0 | 0 | System | Generator | G XRoads3 | Gas | Firm Capacity | 1 | 2024-07-01 | 75.3 | MW
0 | 0 | System | Generator | G XRoads3 | Gas | Firm Capacity | 1 | 2024-10-01 | 75.3 | MW
G XRoads3_Firm Capacity2025 | Gas_Firm Capacity2025 | System | Generator | G XRoads3 | Gas | Firm Capacity | 1 | 2025-01-01 | 82.83 | MW
0 | 0 | System | Generator | G XRoads3 | Gas | Firm Capacity | 1 | 2025-04-01 | 75.3 | MW
0 | 0 | System | Generator | G XRoads3 | Gas | Firm Capacity | 1 | 2025-07-01 | 75.3 | MW
0 | 0 | System | Generator | G XRoads3 | Gas | Firm Capacity | 1 | 2025-10-01 | 75.3 | MW
G XRoads3_Firm Capacity2026 | Gas_Firm Capacity2026 | System | Generator | G XRoads3 | Gas | Firm Capacity | 1 | 2026-01-01 | 82.83 | MW
0 | 0 | System | Generator | G XRoads3 | Gas | Firm Capacity | 1 | 2026-04-01 | 75.3 | MW
0 | 0 | System | Generator | G XRoads3 | Gas | Firm Capacity | 1 | 2026-07-01 | 75.3 | MW
0 | 0 | System | Generator | G XRoads3 | Gas | Firm Capacity | 1 | 2026-10-01 | 75.3 | MW
G XRoads3_Firm Capacity2027 | Gas_Firm Capacity2027 | System | Generator | G XRoads3 | Gas | Firm Capacity | 1 | 2027-01-01 | 82.83 | MW
0 | 0 | System | Generator | G XRoads3 | Gas | Firm Capacity | 1 | 2027-04-01 | 75.3 | MW
0 | 0 | System | Generator | G XRoads3 | Gas | Firm Capacity | 1 | 2027-07-01 | 75.3 | MW
0 | 0 | System | Generator | G XRoads3 | Gas | Firm Capacity | 1 | 2027-10-01 | 75.3 | MW
G XRoads3_Firm Capacity2028 | Gas_Firm Capacity2028 | System | Generator | G XRoads3 | Gas | Firm Capacity | 1 | 2028-01-01 | 82.83 | MW
0 | 0 | System | Generator | G XRoads3 | Gas | Firm Capacity | 1 | 2028-04-01 | 75.3 | MW
0 | 0 | System | Generator | G XRoads3 | Gas | Firm Capacity | 1 | 2028-07-01 | 75.3 | MW
0 | 0 | System | Generator | G XRoads3 | Gas | Firm Capacity | 1 | 2028-10-01 | 75.3 | MW
G XRoads3_Firm Capacity2029 | Gas_Firm Capacity2029 | System | Generator | G XRoads3 | Gas | Firm Capacity | 1 | 2029-01-01 | 82.83 | MW
0 | 0 | System | Generator | G XRoads3 | Gas | Firm Capacity | 1 | 2029-04-01 | 75.3 | MW
0 | 0 | System | Generator | G XRoads3 | Gas | Firm Capacity | 1 | 2029-07-01 | 75.3 | MW
0 | 0 | System | Generator | G XRoads3 | Gas | Firm Capacity | 1 | 2029-10-01 | 75.3 | MW
G XRoads3_Firm Capacity2030 | Gas_Firm Capacity2030 | System | Generator | G XRoads3 | Gas | Firm Capacity | 1 | 2030-01-01 | 82.83 | MW
0 | 0 | System | Generator | G XRoads3 | Gas | Firm Capacity | 1 | 2030-04-01 | 75.3 | MW
0 | 0 | System | Generator | G XRoads3 | Gas | Firm Capacity | 1 | 2030-07-01 | 75.3 | MW
0 | 0 | System | Generator | G XRoads3 | Gas | Firm Capacity | 1 | 2030-10-01 | 75.3 | MW
G XRoads3_Firm Capacity2031 | Gas_Firm Capacity2031 | System | Generator | G XRoads3 | Gas | Firm Capacity | 1 | 2031-01-01 | 82.83 | MW
0 | 0 | System | Generator | G XRoads3 | Gas | Firm Capacity | 1 | 2031-04-01 | 75.3 | MW
0 | 0 | System | Generator | G XRoads3 | Gas | Firm Capacity | 1 | 2031-07-01 | 75.3 | MW
0 | 0 | System | Generator | G XRoads3 | Gas | Firm Capacity | 1 | 2031-10-01 | 75.3 | MW
G XRoads3_Firm Capacity2032 | Gas_Firm Capacity2032 | System | Generator | G XRoads3 | Gas | Firm Capacity | 1 | 2032-01-01 | 82.83 | MW
0 | 0 | System | Generator | G XRoads3 | Gas | Firm Capacity | 1 | 2032-04-01 | 75.3 | MW
0 | 0 | System | Generator | G XRoads3 | Gas | Firm Capacity | 1 | 2032-07-01 | 75.3 | MW
0 | 0 | System | Generator | G XRoads3 | Gas | Firm Capacity | 1 | 2032-10-01 | 75.3 | MW
G XRoads3_Firm Capacity2033 | Gas_Firm Capacity2033 | System | Generator | G XRoads3 | Gas | Firm Capacity | 1 | 2033-01-01 | 82.83 | MW
0 | 0 | System | Generator | G XRoads3 | Gas | Firm Capacity | 1 | 2033-04-01 | 75.3 | MW
0 | 0 | System | Generator | G XRoads3 | Gas | Firm Capacity | 1 | 2033-07-01 | 75.3 | MW
0 | 0 | System | Generator | G XRoads3 | Gas | Firm Capacity | 1 | 2033-10-01 | 75.3 | MW
G XRoads3_Firm Capacity2034 | Gas_Firm Capacity2034 | System | Generator | G XRoads3 | Gas | Firm Capacity | 1 | 2034-01-01 | 82.83 | MW
0 | 0 | System | Generator | G XRoads3 | Gas | Firm Capacity | 1 | 2034-04-01 | 75.3 | MW
0 | 0 | System | Generator | G XRoads3 | Gas | Firm Capacity | 1 | 2034-07-01 | 75.3 | MW
0 | 0 | System | Generator | G XRoads3 | Gas | Firm Capacity | 1 | 2034-10-01 | 75.3 | MW
G XRoads3_Firm Capacity2035 | Gas_Firm Capacity2035 | System | Generator | G XRoads3 | Gas | Firm Capacity | 1 | 2035-01-01 | 82.83 | MW
0 | 0 | System | Generator | G XRoads3 | Gas | Firm Capacity | 1 | 2035-04-01 | 75.3 | MW
0 | 0 | System | Generator | G XRoads3 | Gas | Firm Capacity | 1 | 2035-07-01 | 75.3 | MW
0 | 0 | System | Generator | G XRoads3 | Gas | Firm Capacity | 1 | 2035-10-01 | 75.3 | MW
G XRoads3_Firm Capacity2036 | Gas_Firm Capacity2036 | System | Generator | G XRoads3 | Gas | Firm Capacity | 1 | 2036-01-01 | 82.83 | MW
0 | 0 | System | Generator | G XRoads3 | Gas | Firm Capacity | 1 | 2036-04-01 | 75.3 | MW
0 | 0 | System | Generator | G XRoads3 | Gas | Firm Capacity | 1 | 2036-07-01 | 75.3 | MW
0 | 0 | System | Generator | G XRoads3 | Gas | Firm Capacity | 1 | 2036-10-01 | 75.3 | MW
G XRoads3_Firm Capacity2037 | Gas_Firm Capacity2037 | System | Generator | G XRoads3 | Gas | Firm Capacity | 1 | 2037-01-01 | 82.83 | MW
0 | 0 | System | Generator | G XRoads3 | Gas | Firm Capacity | 1 | 2037-04-01 | 75.3 | MW
0 | 0 | System | Generator | G XRoads3 | Gas | Firm Capacity | 1 | 2037-07-01 | 75.3 | MW
0 | 0 | System | Generator | G XRoads3 | Gas | Firm Capacity | 1 | 2037-10-01 | 75.3 | MW
G XRoads3_Firm Capacity2038 | Gas_Firm Capacity2038 | System | Generator | G XRoads3 | Gas | Firm Capacity | 1 | 2038-01-01 | 82.83 | MW
0 | 0 | System | Generator | G XRoads3 | Gas | Firm Capacity | 1 | 2038-04-01 | 75.3 | MW
0 | 0 | System | Generator | G XRoads3 | Gas | Firm Capacity | 1 | 2038-07-01 | 75.3 | MW
0 | 0 | System | Generator | G XRoads3 | Gas | Firm Capacity | 1 | 2038-10-01 | 75.3 | MW
G XRoads3_Firm Capacity2039 | Gas_Firm Capacity2039 | System | Generator | G XRoads3 | Gas | Firm Capacity | 1 | 2039-01-01 | 82.83 | MW
0 | 0 | System | Generator | G XRoads3 | Gas | Firm Capacity | 1 | 2039-04-01 | 75.3 | MW
0 | 0 | System | Generator | G XRoads3 | Gas | Firm Capacity | 1 | 2039-07-01 | 75.3 | MW
0 | 0 | System | Generator | G XRoads3 | Gas | Firm Capacity | 1 | 2039-10-01 | 75.3 | MW
G XRoads3_Firm Capacity2040 | Gas_Firm Capacity2040 | System | Generator | G XRoads3 | Gas | Firm Capacity | 1 | 2040-01-01 | 82.83 | MW
0 | 0 | System | Generator | G XRoads3 | Gas | Firm Capacity | 1 | 2040-04-01 | 75.3 | MW
0 | 0 | System | Generator | G XRoads3 | Gas | Firm Capacity | 1 | 2040-07-01 | 75.3 | MW
0 | 0 | System | Generator | G XRoads3 | Gas | Firm Capacity | 1 | 2040-10-01 | 75.3 | MW
G XRoads3_Firm Capacity2041 | Gas_Firm Capacity2041 | System | Generator | G XRoads3 | Gas | Firm Capacity | 1 | 2041-01-01 | 82.83 | MW
0 | 0 | System | Generator | G XRoads3 | Gas | Firm Capacity | 1 | 2041-04-01 | 75.3 | MW
0 | 0 | System | Generator | G XRoads3 | Gas | Firm Capacity | 1 | 2041-07-01 | 75.3 | MW
0 | 0 | System | Generator | G XRoads3 | Gas | Firm Capacity | 1 | 2041-10-01 | 75.3 | MW
G XRoads3_Firm Capacity2042 | Gas_Firm Capacity2042 | System | Generator | G XRoads3 | Gas | Firm Capacity | 1 | 2042-01-01 | 82.83 | MW
0 | 0 | System | Generator | G XRoads3 | Gas | Firm Capacity | 1 | 2042-04-01 | 75.3 | MW
0 | 0 | System | Generator | G XRoads3 | Gas | Firm Capacity | 1 | 2042-07-01 | 75.3 | MW
0 | 0 | System | Generator | G XRoads3 | Gas | Firm Capacity | 1 | 2042-10-01 | 75.3 | MW
G XRoads3_Firm Capacity2043 | Gas_Firm Capacity2043 | System | Generator | G XRoads3 | Gas | Firm Capacity | 1 | 2043-01-01 | 82.83 | MW
0 | 0 | System | Generator | G XRoads3 | Gas | Firm Capacity | 1 | 2043-04-01 | 75.3 | MW
0 | 0 | System | Generator | G XRoads3 | Gas | Firm Capacity | 1 | 2043-07-01 | 75.3 | MW
0 | 0 | System | Generator | G XRoads3 | Gas | Firm Capacity | 1 | 2043-10-01 | 75.3 | MW
G XRoads4_Firm Capacity2024 | Gas_Firm Capacity2024 | System | Generator | G XRoads4 | Gas | Firm Capacity | 1 | 2024-01-01 | 82.83 | MW
0 | 0 | System | Generator | G XRoads4 | Gas | Firm Capacity | 1 | 2024-04-01 | 75.3 | MW
0 | 0 | System | Generator | G XRoads4 | Gas | Firm Capacity | 1 | 2024-07-01 | 75.3 | MW
0 | 0 | System | Generator | G XRoads4 | Gas | Firm Capacity | 1 | 2024-10-01 | 75.3 | MW
G XRoads4_Firm Capacity2025 | Gas_Firm Capacity2025 | System | Generator | G XRoads4 | Gas | Firm Capacity | 1 | 2025-01-01 | 82.83 | MW
0 | 0 | System | Generator | G XRoads4 | Gas | Firm Capacity | 1 | 2025-04-01 | 75.3 | MW
0 | 0 | System | Generator | G XRoads4 | Gas | Firm Capacity | 1 | 2025-07-01 | 75.3 | MW
0 | 0 | System | Generator | G XRoads4 | Gas | Firm Capacity | 1 | 2025-10-01 | 75.3 | MW
G XRoads4_Firm Capacity2026 | Gas_Firm Capacity2026 | System | Generator | G XRoads4 | Gas | Firm Capacity | 1 | 2026-01-01 | 82.83 | MW
0 | 0 | System | Generator | G XRoads4 | Gas | Firm Capacity | 1 | 2026-04-01 | 75.3 | MW
0 | 0 | System | Generator | G XRoads4 | Gas | Firm Capacity | 1 | 2026-07-01 | 75.3 | MW
0 | 0 | System | Generator | G XRoads4 | Gas | Firm Capacity | 1 | 2026-10-01 | 75.3 | MW
G XRoads4_Firm Capacity2027 | Gas_Firm Capacity2027 | System | Generator | G XRoads4 | Gas | Firm Capacity | 1 | 2027-01-01 | 82.83 | MW
0 | 0 | System | Generator | G XRoads4 | Gas | Firm Capacity | 1 | 2027-04-01 | 75.3 | MW
0 | 0 | System | Generator | G XRoads4 | Gas | Firm Capacity | 1 | 2027-07-01 | 75.3 | MW
0 | 0 | System | Generator | G XRoads4 | Gas | Firm Capacity | 1 | 2027-10-01 | 75.3 | MW
G XRoads4_Firm Capacity2028 | Gas_Firm Capacity2028 | System | Generator | G XRoads4 | Gas | Firm Capacity | 1 | 2028-01-01 | 82.83 | MW
0 | 0 | System | Generator | G XRoads4 | Gas | Firm Capacity | 1 | 2028-04-01 | 75.3 | MW
0 | 0 | System | Generator | G XRoads4 | Gas | Firm Capacity | 1 | 2028-07-01 | 75.3 | MW
0 | 0 | System | Generator | G XRoads4 | Gas | Firm Capacity | 1 | 2028-10-01 | 75.3 | MW
G XRoads4_Firm Capacity2029 | Gas_Firm Capacity2029 | System | Generator | G XRoads4 | Gas | Firm Capacity | 1 | 2029-01-01 | 82.83 | MW
0 | 0 | System | Generator | G XRoads4 | Gas | Firm Capacity | 1 | 2029-04-01 | 75.3 | MW
0 | 0 | System | Generator | G XRoads4 | Gas | Firm Capacity | 1 | 2029-07-01 | 75.3 | MW
0 | 0 | System | Generator | G XRoads4 | Gas | Firm Capacity | 1 | 2029-10-01 | 75.3 | MW
G XRoads4_Firm Capacity2030 | Gas_Firm Capacity2030 | System | Generator | G XRoads4 | Gas | Firm Capacity | 1 | 2030-01-01 | 82.83 | MW
0 | 0 | System | Generator | G XRoads4 | Gas | Firm Capacity | 1 | 2030-04-01 | 75.3 | MW
0 | 0 | System | Generator | G XRoads4 | Gas | Firm Capacity | 1 | 2030-07-01 | 75.3 | MW
0 | 0 | System | Generator | G XRoads4 | Gas | Firm Capacity | 1 | 2030-10-01 | 75.3 | MW
G XRoads4_Firm Capacity2031 | Gas_Firm Capacity2031 | System | Generator | G XRoads4 | Gas | Firm Capacity | 1 | 2031-01-01 | 82.83 | MW
0 | 0 | System | Generator | G XRoads4 | Gas | Firm Capacity | 1 | 2031-04-01 | 75.3 | MW
0 | 0 | System | Generator | G XRoads4 | Gas | Firm Capacity | 1 | 2031-07-01 | 75.3 | MW
0 | 0 | System | Generator | G XRoads4 | Gas | Firm Capacity | 1 | 2031-10-01 | 75.3 | MW
G XRoads4_Firm Capacity2032 | Gas_Firm Capacity2032 | System | Generator | G XRoads4 | Gas | Firm Capacity | 1 | 2032-01-01 | 82.83 | MW
0 | 0 | System | Generator | G XRoads4 | Gas | Firm Capacity | 1 | 2032-04-01 | 75.3 | MW
0 | 0 | System | Generator | G XRoads4 | Gas | Firm Capacity | 1 | 2032-07-01 | 75.3 | MW
0 | 0 | System | Generator | G XRoads4 | Gas | Firm Capacity | 1 | 2032-10-01 | 75.3 | MW
G XRoads4_Firm Capacity2033 | Gas_Firm Capacity2033 | System | Generator | G XRoads4 | Gas | Firm Capacity | 1 | 2033-01-01 | 82.83 | MW
0 | 0 | System | Generator | G XRoads4 | Gas | Firm Capacity | 1 | 2033-04-01 | 75.3 | MW
0 | 0 | System | Generator | G XRoads4 | Gas | Firm Capacity | 1 | 2033-07-01 | 75.3 | MW
0 | 0 | System | Generator | G XRoads4 | Gas | Firm Capacity | 1 | 2033-10-01 | 75.3 | MW
G XRoads4_Firm Capacity2034 | Gas_Firm Capacity2034 | System | Generator | G XRoads4 | Gas | Firm Capacity | 1 | 2034-01-01 | 82.83 | MW
0 | 0 | System | Generator | G XRoads4 | Gas | Firm Capacity | 1 | 2034-04-01 | 75.3 | MW
0 | 0 | System | Generator | G XRoads4 | Gas | Firm Capacity | 1 | 2034-07-01 | 75.3 | MW
0 | 0 | System | Generator | G XRoads4 | Gas | Firm Capacity | 1 | 2034-10-01 | 75.3 | MW
G XRoads4_Firm Capacity2035 | Gas_Firm Capacity2035 | System | Generator | G XRoads4 | Gas | Firm Capacity | 1 | 2035-01-01 | 82.83 | MW
0 | 0 | System | Generator | G XRoads4 | Gas | Firm Capacity | 1 | 2035-04-01 | 75.3 | MW
0 | 0 | System | Generator | G XRoads4 | Gas | Firm Capacity | 1 | 2035-07-01 | 75.3 | MW
0 | 0 | System | Generator | G XRoads4 | Gas | Firm Capacity | 1 | 2035-10-01 | 75.3 | MW
G XRoads4_Firm Capacity2036 | Gas_Firm Capacity2036 | System | Generator | G XRoads4 | Gas | Firm Capacity | 1 | 2036-01-01 | 82.83 | MW
0 | 0 | System | Generator | G XRoads4 | Gas | Firm Capacity | 1 | 2036-04-01 | 75.3 | MW
0 | 0 | System | Generator | G XRoads4 | Gas | Firm Capacity | 1 | 2036-07-01 | 75.3 | MW
0 | 0 | System | Generator | G XRoads4 | Gas | Firm Capacity | 1 | 2036-10-01 | 75.3 | MW
G XRoads4_Firm Capacity2037 | Gas_Firm Capacity2037 | System | Generator | G XRoads4 | Gas | Firm Capacity | 1 | 2037-01-01 | 82.83 | MW
0 | 0 | System | Generator | G XRoads4 | Gas | Firm Capacity | 1 | 2037-04-01 | 75.3 | MW
0 | 0 | System | Generator | G XRoads4 | Gas | Firm Capacity | 1 | 2037-07-01 | 75.3 | MW
0 | 0 | System | Generator | G XRoads4 | Gas | Firm Capacity | 1 | 2037-10-01 | 75.3 | MW
G XRoads4_Firm Capacity2038 | Gas_Firm Capacity2038 | System | Generator | G XRoads4 | Gas | Firm Capacity | 1 | 2038-01-01 | 82.83 | MW
0 | 0 | System | Generator | G XRoads4 | Gas | Firm Capacity | 1 | 2038-04-01 | 75.3 | MW
0 | 0 | System | Generator | G XRoads4 | Gas | Firm Capacity | 1 | 2038-07-01 | 75.3 | MW
0 | 0 | System | Generator | G XRoads4 | Gas | Firm Capacity | 1 | 2038-10-01 | 75.3 | MW
G XRoads4_Firm Capacity2039 | Gas_Firm Capacity2039 | System | Generator | G XRoads4 | Gas | Firm Capacity | 1 | 2039-01-01 | 82.83 | MW
0 | 0 | System | Generator | G XRoads4 | Gas | Firm Capacity | 1 | 2039-04-01 | 75.3 | MW
0 | 0 | System | Generator | G XRoads4 | Gas | Firm Capacity | 1 | 2039-07-01 | 75.3 | MW
0 | 0 | System | Generator | G XRoads4 | Gas | Firm Capacity | 1 | 2039-10-01 | 75.3 | MW
G XRoads4_Firm Capacity2040 | Gas_Firm Capacity2040 | System | Generator | G XRoads4 | Gas | Firm Capacity | 1 | 2040-01-01 | 82.83 | MW
0 | 0 | System | Generator | G XRoads4 | Gas | Firm Capacity | 1 | 2040-04-01 | 75.3 | MW
0 | 0 | System | Generator | G XRoads4 | Gas | Firm Capacity | 1 | 2040-07-01 | 75.3 | MW
0 | 0 | System | Generator | G XRoads4 | Gas | Firm Capacity | 1 | 2040-10-01 | 75.3 | MW
G XRoads4_Firm Capacity2041 | Gas_Firm Capacity2041 | System | Generator | G XRoads4 | Gas | Firm Capacity | 1 | 2041-01-01 | 82.83 | MW
0 | 0 | System | Generator | G XRoads4 | Gas | Firm Capacity | 1 | 2041-04-01 | 75.3 | MW
0 | 0 | System | Generator | G XRoads4 | Gas | Firm Capacity | 1 | 2041-07-01 | 75.3 | MW
0 | 0 | System | Generator | G XRoads4 | Gas | Firm Capacity | 1 | 2041-10-01 | 75.3 | MW
G XRoads4_Firm Capacity2042 | Gas_Firm Capacity2042 | System | Generator | G XRoads4 | Gas | Firm Capacity | 1 | 2042-01-01 | 82.83 | MW
0 | 0 | System | Generator | G XRoads4 | Gas | Firm Capacity | 1 | 2042-04-01 | 75.3 | MW
0 | 0 | System | Generator | G XRoads4 | Gas | Firm Capacity | 1 | 2042-07-01 | 75.3 | MW
0 | 0 | System | Generator | G XRoads4 | Gas | Firm Capacity | 1 | 2042-10-01 | 75.3 | MW
G XRoads4_Firm Capacity2043 | Gas_Firm Capacity2043 | System | Generator | G XRoads4 | Gas | Firm Capacity | 1 | 2043-01-01 | 82.83 | MW
0 | 0 | System | Generator | G XRoads4 | Gas | Firm Capacity | 1 | 2043-04-01 | 75.3 | MW
0 | 0 | System | Generator | G XRoads4 | Gas | Firm Capacity | 1 | 2043-07-01 | 75.3 | MW
0 | 0 | System | Generator | G XRoads4 | Gas | Firm Capacity | 1 | 2043-10-01 | 75.3 | MW
G LakeRoad6_Firm Capacity2024 | Oil_Firm Capacity2024 | System | Generator | G LakeRoad6 | Oil | Firm Capacity | 1 | 2024-01-01 | 22 | MW
0 | 0 | System | Generator | G LakeRoad6 | Oil | Firm Capacity | 1 | 2024-04-01 | 20 | MW
0 | 0 | System | Generator | G LakeRoad6 | Oil | Firm Capacity | 1 | 2024-07-01 | 20 | MW
0 | 0 | System | Generator | G LakeRoad6 | Oil | Firm Capacity | 1 | 2024-10-01 | 20 | MW
G LakeRoad6_Firm Capacity2025 | Oil_Firm Capacity2025 | System | Generator | G LakeRoad6 | Oil | Firm Capacity | 1 | 2025-01-01 | 22 | MW
0 | 0 | System | Generator | G LakeRoad6 | Oil | Firm Capacity | 1 | 2025-04-01 | 20 | MW
0 | 0 | System | Generator | G LakeRoad6 | Oil | Firm Capacity | 1 | 2025-07-01 | 20 | MW
0 | 0 | System | Generator | G LakeRoad6 | Oil | Firm Capacity | 1 | 2025-10-01 | 20 | MW
G LakeRoad6_Firm Capacity2026 | Oil_Firm Capacity2026 | System | Generator | G LakeRoad6 | Oil | Firm Capacity | 1 | 2026-01-01 | 22 | MW
0 | 0 | System | Generator | G LakeRoad6 | Oil | Firm Capacity | 1 | 2026-04-01 | 20 | MW
0 | 0 | System | Generator | G LakeRoad6 | Oil | Firm Capacity | 1 | 2026-07-01 | 20 | MW
0 | 0 | System | Generator | G LakeRoad6 | Oil | Firm Capacity | 1 | 2026-10-01 | 20 | MW
G LakeRoad6_Firm Capacity2027 | Oil_Firm Capacity2027 | System | Generator | G LakeRoad6 | Oil | Firm Capacity | 1 | 2027-01-01 | 22 | MW
0 | 0 | System | Generator | G LakeRoad6 | Oil | Firm Capacity | 1 | 2027-04-01 | 20 | MW
0 | 0 | System | Generator | G LakeRoad6 | Oil | Firm Capacity | 1 | 2027-07-01 | 20 | MW
0 | 0 | System | Generator | G LakeRoad6 | Oil | Firm Capacity | 1 | 2027-10-01 | 20 | MW
G LakeRoad6_Firm Capacity2028 | Oil_Firm Capacity2028 | System | Generator | G LakeRoad6 | Oil | Firm Capacity | 1 | 2028-01-01 | 22 | MW
0 | 0 | System | Generator | G LakeRoad6 | Oil | Firm Capacity | 1 | 2028-04-01 | 20 | MW
0 | 0 | System | Generator | G LakeRoad6 | Oil | Firm Capacity | 1 | 2028-07-01 | 20 | MW
0 | 0 | System | Generator | G LakeRoad6 | Oil | Firm Capacity | 1 | 2028-10-01 | 20 | MW
G LakeRoad6_Firm Capacity2029 | Oil_Firm Capacity2029 | System | Generator | G LakeRoad6 | Oil | Firm Capacity | 1 | 2029-01-01 | 22 | MW
0 | 0 | System | Generator | G LakeRoad6 | Oil | Firm Capacity | 1 | 2029-04-01 | 20 | MW
0 | 0 | System | Generator | G LakeRoad6 | Oil | Firm Capacity | 1 | 2029-07-01 | 20 | MW
0 | 0 | System | Generator | G LakeRoad6 | Oil | Firm Capacity | 1 | 2029-10-01 | 20 | MW
G LakeRoad6_Firm Capacity2030 | Oil_Firm Capacity2030 | System | Generator | G LakeRoad6 | Oil | Firm Capacity | 1 | 2030-01-01 | 22 | MW
0 | 0 | System | Generator | G LakeRoad6 | Oil | Firm Capacity | 1 | 2030-04-01 | 20 | MW
0 | 0 | System | Generator | G LakeRoad6 | Oil | Firm Capacity | 1 | 2030-07-01 | 20 | MW
0 | 0 | System | Generator | G LakeRoad6 | Oil | Firm Capacity | 1 | 2030-10-01 | 20 | MW
G LakeRoad6_Firm Capacity2031 | Oil_Firm Capacity2031 | System | Generator | G LakeRoad6 | Oil | Firm Capacity | 1 | 2031-01-01 | 22 | MW
0 | 0 | System | Generator | G LakeRoad6 | Oil | Firm Capacity | 1 | 2031-04-01 | 20 | MW
0 | 0 | System | Generator | G LakeRoad6 | Oil | Firm Capacity | 1 | 2031-07-01 | 20 | MW
0 | 0 | System | Generator | G LakeRoad6 | Oil | Firm Capacity | 1 | 2031-10-01 | 20 | MW
G LakeRoad6_Firm Capacity2032 | Oil_Firm Capacity2032 | System | Generator | G LakeRoad6 | Oil | Firm Capacity | 1 | 2032-01-01 | 22 | MW
0 | 0 | System | Generator | G LakeRoad6 | Oil | Firm Capacity | 1 | 2032-04-01 | 20 | MW
0 | 0 | System | Generator | G LakeRoad6 | Oil | Firm Capacity | 1 | 2032-07-01 | 20 | MW
0 | 0 | System | Generator | G LakeRoad6 | Oil | Firm Capacity | 1 | 2032-10-01 | 20 | MW
G LakeRoad6_Firm Capacity2033 | Oil_Firm Capacity2033 | System | Generator | G LakeRoad6 | Oil | Firm Capacity | 1 | 2033-01-01 | 22 | MW
0 | 0 | System | Generator | G LakeRoad6 | Oil | Firm Capacity | 1 | 2033-04-01 | 20 | MW
0 | 0 | System | Generator | G LakeRoad6 | Oil | Firm Capacity | 1 | 2033-07-01 | 20 | MW
0 | 0 | System | Generator | G LakeRoad6 | Oil | Firm Capacity | 1 | 2033-10-01 | 20 | MW
G LakeRoad6_Firm Capacity2034 | Oil_Firm Capacity2034 | System | Generator | G LakeRoad6 | Oil | Firm Capacity | 1 | 2034-01-01 | 22 | MW
0 | 0 | System | Generator | G LakeRoad6 | Oil | Firm Capacity | 1 | 2034-04-01 | 20 | MW
0 | 0 | System | Generator | G LakeRoad6 | Oil | Firm Capacity | 1 | 2034-07-01 | 20 | MW
0 | 0 | System | Generator | G LakeRoad6 | Oil | Firm Capacity | 1 | 2034-10-01 | 20 | MW
G LakeRoad6_Firm Capacity2035 | Oil_Firm Capacity2035 | System | Generator | G LakeRoad6 | Oil | Firm Capacity | 1 | 2035-01-01 | 22 | MW
0 | 0 | System | Generator | G LakeRoad6 | Oil | Firm Capacity | 1 | 2035-04-01 | 20 | MW
0 | 0 | System | Generator | G LakeRoad6 | Oil | Firm Capacity | 1 | 2035-07-01 | 20 | MW
0 | 0 | System | Generator | G LakeRoad6 | Oil | Firm Capacity | 1 | 2035-10-01 | 20 | MW
G LakeRoad6_Firm Capacity2036 | Oil_Firm Capacity2036 | System | Generator | G LakeRoad6 | Oil | Firm Capacity | 1 | 2036-01-01 | 22 | MW
0 | 0 | System | Generator | G LakeRoad6 | Oil | Firm Capacity | 1 | 2036-04-01 | 20 | MW
0 | 0 | System | Generator | G LakeRoad6 | Oil | Firm Capacity | 1 | 2036-07-01 | 20 | MW
0 | 0 | System | Generator | G LakeRoad6 | Oil | Firm Capacity | 1 | 2036-10-01 | 20 | MW
G LakeRoad6_Firm Capacity2037 | Oil_Firm Capacity2037 | System | Generator | G LakeRoad6 | Oil | Firm Capacity | 1 | 2037-01-01 | 22 | MW
0 | 0 | System | Generator | G LakeRoad6 | Oil | Firm Capacity | 1 | 2037-04-01 | 20 | MW
0 | 0 | System | Generator | G LakeRoad6 | Oil | Firm Capacity | 1 | 2037-07-01 | 20 | MW
0 | 0 | System | Generator | G LakeRoad6 | Oil | Firm Capacity | 1 | 2037-10-01 | 20 | MW
G LakeRoad6_Firm Capacity2038 | Oil_Firm Capacity2038 | System | Generator | G LakeRoad6 | Oil | Firm Capacity | 1 | 2038-01-01 | 22 | MW
0 | 0 | System | Generator | G LakeRoad6 | Oil | Firm Capacity | 1 | 2038-04-01 | 20 | MW
0 | 0 | System | Generator | G LakeRoad6 | Oil | Firm Capacity | 1 | 2038-07-01 | 20 | MW
0 | 0 | System | Generator | G LakeRoad6 | Oil | Firm Capacity | 1 | 2038-10-01 | 20 | MW
G LakeRoad6_Firm Capacity2039 | Oil_Firm Capacity2039 | System | Generator | G LakeRoad6 | Oil | Firm Capacity | 1 | 2039-01-01 | 22 | MW
0 | 0 | System | Generator | G LakeRoad6 | Oil | Firm Capacity | 1 | 2039-04-01 | 20 | MW
0 | 0 | System | Generator | G LakeRoad6 | Oil | Firm Capacity | 1 | 2039-07-01 | 20 | MW
0 | 0 | System | Generator | G LakeRoad6 | Oil | Firm Capacity | 1 | 2039-10-01 | 20 | MW
G LakeRoad6_Firm Capacity2040 | Oil_Firm Capacity2040 | System | Generator | G LakeRoad6 | Oil | Firm Capacity | 1 | 2040-01-01 | 22 | MW
0 | 0 | System | Generator | G LakeRoad6 | Oil | Firm Capacity | 1 | 2040-04-01 | 20 | MW
0 | 0 | System | Generator | G LakeRoad6 | Oil | Firm Capacity | 1 | 2040-07-01 | 20 | MW
0 | 0 | System | Generator | G LakeRoad6 | Oil | Firm Capacity | 1 | 2040-10-01 | 20 | MW
G LakeRoad6_Firm Capacity2041 | Oil_Firm Capacity2041 | System | Generator | G LakeRoad6 | Oil | Firm Capacity | 1 | 2041-01-01 | 22 | MW
0 | 0 | System | Generator | G LakeRoad6 | Oil | Firm Capacity | 1 | 2041-04-01 | 20 | MW
0 | 0 | System | Generator | G LakeRoad6 | Oil | Firm Capacity | 1 | 2041-07-01 | 20 | MW
0 | 0 | System | Generator | G LakeRoad6 | Oil | Firm Capacity | 1 | 2041-10-01 | 20 | MW
G LakeRoad6_Firm Capacity2042 | Oil_Firm Capacity2042 | System | Generator | G LakeRoad6 | Oil | Firm Capacity | 1 | 2042-01-01 | 22 | MW
0 | 0 | System | Generator | G LakeRoad6 | Oil | Firm Capacity | 1 | 2042-04-01 | 20 | MW
0 | 0 | System | Generator | G LakeRoad6 | Oil | Firm Capacity | 1 | 2042-07-01 | 20 | MW
0 | 0 | System | Generator | G LakeRoad6 | Oil | Firm Capacity | 1 | 2042-10-01 | 20 | MW
G LakeRoad6_Firm Capacity2043 | Oil_Firm Capacity2043 | System | Generator | G LakeRoad6 | Oil | Firm Capacity | 1 | 2043-01-01 | 22 | MW
0 | 0 | System | Generator | G LakeRoad6 | Oil | Firm Capacity | 1 | 2043-04-01 | 20 | MW
0 | 0 | System | Generator | G LakeRoad6 | Oil | Firm Capacity | 1 | 2043-07-01 | 20 | MW
0 | 0 | System | Generator | G LakeRoad6 | Oil | Firm Capacity | 1 | 2043-10-01 | 20 | MW
G LakeRoad7_Firm Capacity2024 | Oil_Firm Capacity2024 | System | Generator | G LakeRoad7 | Oil | Firm Capacity | 1 | 2024-01-01 | 23.21 | MW
0 | 0 | System | Generator | G LakeRoad7 | Oil | Firm Capacity | 1 | 2024-04-01 | 21.1 | MW
0 | 0 | System | Generator | G LakeRoad7 | Oil | Firm Capacity | 1 | 2024-07-01 | 21.1 | MW
0 | 0 | System | Generator | G LakeRoad7 | Oil | Firm Capacity | 1 | 2024-10-01 | 21.1 | MW
G LakeRoad7_Firm Capacity2025 | Oil_Firm Capacity2025 | System | Generator | G LakeRoad7 | Oil | Firm Capacity | 1 | 2025-01-01 | 23.21 | MW
0 | 0 | System | Generator | G LakeRoad7 | Oil | Firm Capacity | 1 | 2025-04-01 | 21.1 | MW
0 | 0 | System | Generator | G LakeRoad7 | Oil | Firm Capacity | 1 | 2025-07-01 | 21.1 | MW
0 | 0 | System | Generator | G LakeRoad7 | Oil | Firm Capacity | 1 | 2025-10-01 | 21.1 | MW
G LakeRoad7_Firm Capacity2026 | Oil_Firm Capacity2026 | System | Generator | G LakeRoad7 | Oil | Firm Capacity | 1 | 2026-01-01 | 23.21 | MW
0 | 0 | System | Generator | G LakeRoad7 | Oil | Firm Capacity | 1 | 2026-04-01 | 21.1 | MW
0 | 0 | System | Generator | G LakeRoad7 | Oil | Firm Capacity | 1 | 2026-07-01 | 21.1 | MW
0 | 0 | System | Generator | G LakeRoad7 | Oil | Firm Capacity | 1 | 2026-10-01 | 21.1 | MW
G LakeRoad7_Firm Capacity2027 | Oil_Firm Capacity2027 | System | Generator | G LakeRoad7 | Oil | Firm Capacity | 1 | 2027-01-01 | 23.21 | MW
0 | 0 | System | Generator | G LakeRoad7 | Oil | Firm Capacity | 1 | 2027-04-01 | 21.1 | MW
0 | 0 | System | Generator | G LakeRoad7 | Oil | Firm Capacity | 1 | 2027-07-01 | 21.1 | MW
0 | 0 | System | Generator | G LakeRoad7 | Oil | Firm Capacity | 1 | 2027-10-01 | 21.1 | MW
G LakeRoad7_Firm Capacity2028 | Oil_Firm Capacity2028 | System | Generator | G LakeRoad7 | Oil | Firm Capacity | 1 | 2028-01-01 | 23.21 | MW
0 | 0 | System | Generator | G LakeRoad7 | Oil | Firm Capacity | 1 | 2028-04-01 | 21.1 | MW
0 | 0 | System | Generator | G LakeRoad7 | Oil | Firm Capacity | 1 | 2028-07-01 | 21.1 | MW
0 | 0 | System | Generator | G LakeRoad7 | Oil | Firm Capacity | 1 | 2028-10-01 | 21.1 | MW
G LakeRoad7_Firm Capacity2029 | Oil_Firm Capacity2029 | System | Generator | G LakeRoad7 | Oil | Firm Capacity | 1 | 2029-01-01 | 23.21 | MW
0 | 0 | System | Generator | G LakeRoad7 | Oil | Firm Capacity | 1 | 2029-04-01 | 21.1 | MW
0 | 0 | System | Generator | G LakeRoad7 | Oil | Firm Capacity | 1 | 2029-07-01 | 21.1 | MW
0 | 0 | System | Generator | G LakeRoad7 | Oil | Firm Capacity | 1 | 2029-10-01 | 21.1 | MW
G LakeRoad7_Firm Capacity2030 | Oil_Firm Capacity2030 | System | Generator | G LakeRoad7 | Oil | Firm Capacity | 1 | 2030-01-01 | 23.21 | MW
0 | 0 | System | Generator | G LakeRoad7 | Oil | Firm Capacity | 1 | 2030-04-01 | 21.1 | MW
0 | 0 | System | Generator | G LakeRoad7 | Oil | Firm Capacity | 1 | 2030-07-01 | 21.1 | MW
0 | 0 | System | Generator | G LakeRoad7 | Oil | Firm Capacity | 1 | 2030-10-01 | 21.1 | MW
G LakeRoad7_Firm Capacity2031 | Oil_Firm Capacity2031 | System | Generator | G LakeRoad7 | Oil | Firm Capacity | 1 | 2031-01-01 | 23.21 | MW
0 | 0 | System | Generator | G LakeRoad7 | Oil | Firm Capacity | 1 | 2031-04-01 | 21.1 | MW
0 | 0 | System | Generator | G LakeRoad7 | Oil | Firm Capacity | 1 | 2031-07-01 | 21.1 | MW
0 | 0 | System | Generator | G LakeRoad7 | Oil | Firm Capacity | 1 | 2031-10-01 | 21.1 | MW
G LakeRoad7_Firm Capacity2032 | Oil_Firm Capacity2032 | System | Generator | G LakeRoad7 | Oil | Firm Capacity | 1 | 2032-01-01 | 23.21 | MW
0 | 0 | System | Generator | G LakeRoad7 | Oil | Firm Capacity | 1 | 2032-04-01 | 21.1 | MW
0 | 0 | System | Generator | G LakeRoad7 | Oil | Firm Capacity | 1 | 2032-07-01 | 21.1 | MW
0 | 0 | System | Generator | G LakeRoad7 | Oil | Firm Capacity | 1 | 2032-10-01 | 21.1 | MW
G LakeRoad7_Firm Capacity2033 | Oil_Firm Capacity2033 | System | Generator | G LakeRoad7 | Oil | Firm Capacity | 1 | 2033-01-01 | 23.21 | MW
0 | 0 | System | Generator | G LakeRoad7 | Oil | Firm Capacity | 1 | 2033-04-01 | 21.1 | MW
0 | 0 | System | Generator | G LakeRoad7 | Oil | Firm Capacity | 1 | 2033-07-01 | 21.1 | MW
0 | 0 | System | Generator | G LakeRoad7 | Oil | Firm Capacity | 1 | 2033-10-01 | 21.1 | MW
G LakeRoad7_Firm Capacity2034 | Oil_Firm Capacity2034 | System | Generator | G LakeRoad7 | Oil | Firm Capacity | 1 | 2034-01-01 | 23.21 | MW
0 | 0 | System | Generator | G LakeRoad7 | Oil | Firm Capacity | 1 | 2034-04-01 | 21.1 | MW
0 | 0 | System | Generator | G LakeRoad7 | Oil | Firm Capacity | 1 | 2034-07-01 | 21.1 | MW
0 | 0 | System | Generator | G LakeRoad7 | Oil | Firm Capacity | 1 | 2034-10-01 | 21.1 | MW
G LakeRoad7_Firm Capacity2035 | Oil_Firm Capacity2035 | System | Generator | G LakeRoad7 | Oil | Firm Capacity | 1 | 2035-01-01 | 23.21 | MW
0 | 0 | System | Generator | G LakeRoad7 | Oil | Firm Capacity | 1 | 2035-04-01 | 21.1 | MW
0 | 0 | System | Generator | G LakeRoad7 | Oil | Firm Capacity | 1 | 2035-07-01 | 21.1 | MW
0 | 0 | System | Generator | G LakeRoad7 | Oil | Firm Capacity | 1 | 2035-10-01 | 21.1 | MW
G LakeRoad7_Firm Capacity2036 | Oil_Firm Capacity2036 | System | Generator | G LakeRoad7 | Oil | Firm Capacity | 1 | 2036-01-01 | 23.21 | MW
0 | 0 | System | Generator | G LakeRoad7 | Oil | Firm Capacity | 1 | 2036-04-01 | 21.1 | MW
0 | 0 | System | Generator | G LakeRoad7 | Oil | Firm Capacity | 1 | 2036-07-01 | 21.1 | MW
0 | 0 | System | Generator | G LakeRoad7 | Oil | Firm Capacity | 1 | 2036-10-01 | 21.1 | MW
G LakeRoad7_Firm Capacity2037 | Oil_Firm Capacity2037 | System | Generator | G LakeRoad7 | Oil | Firm Capacity | 1 | 2037-01-01 | 23.21 | MW
0 | 0 | System | Generator | G LakeRoad7 | Oil | Firm Capacity | 1 | 2037-04-01 | 21.1 | MW
0 | 0 | System | Generator | G LakeRoad7 | Oil | Firm Capacity | 1 | 2037-07-01 | 21.1 | MW
0 | 0 | System | Generator | G LakeRoad7 | Oil | Firm Capacity | 1 | 2037-10-01 | 21.1 | MW
G LakeRoad7_Firm Capacity2038 | Oil_Firm Capacity2038 | System | Generator | G LakeRoad7 | Oil | Firm Capacity | 1 | 2038-01-01 | 23.21 | MW
0 | 0 | System | Generator | G LakeRoad7 | Oil | Firm Capacity | 1 | 2038-04-01 | 21.1 | MW
0 | 0 | System | Generator | G LakeRoad7 | Oil | Firm Capacity | 1 | 2038-07-01 | 21.1 | MW
0 | 0 | System | Generator | G LakeRoad7 | Oil | Firm Capacity | 1 | 2038-10-01 | 21.1 | MW
G LakeRoad7_Firm Capacity2039 | Oil_Firm Capacity2039 | System | Generator | G LakeRoad7 | Oil | Firm Capacity | 1 | 2039-01-01 | 23.21 | MW
0 | 0 | System | Generator | G LakeRoad7 | Oil | Firm Capacity | 1 | 2039-04-01 | 21.1 | MW
0 | 0 | System | Generator | G LakeRoad7 | Oil | Firm Capacity | 1 | 2039-07-01 | 21.1 | MW
0 | 0 | System | Generator | G LakeRoad7 | Oil | Firm Capacity | 1 | 2039-10-01 | 21.1 | MW
G LakeRoad7_Firm Capacity2040 | Oil_Firm Capacity2040 | System | Generator | G LakeRoad7 | Oil | Firm Capacity | 1 | 2040-01-01 | 23.21 | MW
0 | 0 | System | Generator | G LakeRoad7 | Oil | Firm Capacity | 1 | 2040-04-01 | 21.1 | MW
0 | 0 | System | Generator | G LakeRoad7 | Oil | Firm Capacity | 1 | 2040-07-01 | 21.1 | MW
0 | 0 | System | Generator | G LakeRoad7 | Oil | Firm Capacity | 1 | 2040-10-01 | 21.1 | MW
G LakeRoad7_Firm Capacity2041 | Oil_Firm Capacity2041 | System | Generator | G LakeRoad7 | Oil | Firm Capacity | 1 | 2041-01-01 | 23.21 | MW
0 | 0 | System | Generator | G LakeRoad7 | Oil | Firm Capacity | 1 | 2041-04-01 | 21.1 | MW
0 | 0 | System | Generator | G LakeRoad7 | Oil | Firm Capacity | 1 | 2041-07-01 | 21.1 | MW
0 | 0 | System | Generator | G LakeRoad7 | Oil | Firm Capacity | 1 | 2041-10-01 | 21.1 | MW
G LakeRoad7_Firm Capacity2042 | Oil_Firm Capacity2042 | System | Generator | G LakeRoad7 | Oil | Firm Capacity | 1 | 2042-01-01 | 23.21 | MW
0 | 0 | System | Generator | G LakeRoad7 | Oil | Firm Capacity | 1 | 2042-04-01 | 21.1 | MW
0 | 0 | System | Generator | G LakeRoad7 | Oil | Firm Capacity | 1 | 2042-07-01 | 21.1 | MW
0 | 0 | System | Generator | G LakeRoad7 | Oil | Firm Capacity | 1 | 2042-10-01 | 21.1 | MW
G LakeRoad7_Firm Capacity2043 | Oil_Firm Capacity2043 | System | Generator | G LakeRoad7 | Oil | Firm Capacity | 1 | 2043-01-01 | 23.21 | MW
0 | 0 | System | Generator | G LakeRoad7 | Oil | Firm Capacity | 1 | 2043-04-01 | 21.1 | MW
0 | 0 | System | Generator | G LakeRoad7 | Oil | Firm Capacity | 1 | 2043-07-01 | 21.1 | MW
0 | 0 | System | Generator | G LakeRoad7 | Oil | Firm Capacity | 1 | 2043-10-01 | 21.1 | MW
G Nevada1_Firm Capacity2024 | Oil_Firm Capacity2024 | System | Generator | G Nevada1 | Oil | Firm Capacity | 1 | 2024-01-01 | 17.6 | MW
0 | 0 | System | Generator | G Nevada1 | Oil | Firm Capacity | 1 | 2024-04-01 | 16 | MW
0 | 0 | System | Generator | G Nevada1 | Oil | Firm Capacity | 1 | 2024-07-01 | 16 | MW
0 | 0 | System | Generator | G Nevada1 | Oil | Firm Capacity | 1 | 2024-10-01 | 16 | MW
G Nevada1_Firm Capacity2025 | Oil_Firm Capacity2025 | System | Generator | G Nevada1 | Oil | Firm Capacity | 1 | 2025-01-01 | 17.6 | MW
0 | 0 | System | Generator | G Nevada1 | Oil | Firm Capacity | 1 | 2025-04-01 | 16 | MW
0 | 0 | System | Generator | G Nevada1 | Oil | Firm Capacity | 1 | 2025-07-01 | 16 | MW
0 | 0 | System | Generator | G Nevada1 | Oil | Firm Capacity | 1 | 2025-10-01 | 16 | MW
G Nevada1_Firm Capacity2026 | Oil_Firm Capacity2026 | System | Generator | G Nevada1 | Oil | Firm Capacity | 1 | 2026-01-01 | 17.6 | MW
0 | 0 | System | Generator | G Nevada1 | Oil | Firm Capacity | 1 | 2026-04-01 | 16 | MW
0 | 0 | System | Generator | G Nevada1 | Oil | Firm Capacity | 1 | 2026-07-01 | 16 | MW
0 | 0 | System | Generator | G Nevada1 | Oil | Firm Capacity | 1 | 2026-10-01 | 16 | MW
G Nevada1_Firm Capacity2027 | Oil_Firm Capacity2027 | System | Generator | G Nevada1 | Oil | Firm Capacity | 1 | 2027-01-01 | 17.6 | MW
0 | 0 | System | Generator | G Nevada1 | Oil | Firm Capacity | 1 | 2027-04-01 | 16 | MW
0 | 0 | System | Generator | G Nevada1 | Oil | Firm Capacity | 1 | 2027-07-01 | 16 | MW
0 | 0 | System | Generator | G Nevada1 | Oil | Firm Capacity | 1 | 2027-10-01 | 16 | MW
G Nevada1_Firm Capacity2028 | Oil_Firm Capacity2028 | System | Generator | G Nevada1 | Oil | Firm Capacity | 1 | 2028-01-01 | 17.6 | MW
0 | 0 | System | Generator | G Nevada1 | Oil | Firm Capacity | 1 | 2028-04-01 | 16 | MW
0 | 0 | System | Generator | G Nevada1 | Oil | Firm Capacity | 1 | 2028-07-01 | 16 | MW
0 | 0 | System | Generator | G Nevada1 | Oil | Firm Capacity | 1 | 2028-10-01 | 16 | MW
G Nevada1_Firm Capacity2029 | Oil_Firm Capacity2029 | System | Generator | G Nevada1 | Oil | Firm Capacity | 1 | 2029-01-01 | 17.6 | MW
0 | 0 | System | Generator | G Nevada1 | Oil | Firm Capacity | 1 | 2029-04-01 | 16 | MW
0 | 0 | System | Generator | G Nevada1 | Oil | Firm Capacity | 1 | 2029-07-01 | 16 | MW
0 | 0 | System | Generator | G Nevada1 | Oil | Firm Capacity | 1 | 2029-10-01 | 16 | MW
G Nevada1_Firm Capacity2030 | Oil_Firm Capacity2030 | System | Generator | G Nevada1 | Oil | Firm Capacity | 1 | 2030-01-01 | 17.6 | MW
0 | 0 | System | Generator | G Nevada1 | Oil | Firm Capacity | 1 | 2030-04-01 | 16 | MW
0 | 0 | System | Generator | G Nevada1 | Oil | Firm Capacity | 1 | 2030-07-01 | 16 | MW
0 | 0 | System | Generator | G Nevada1 | Oil | Firm Capacity | 1 | 2030-10-01 | 16 | MW
G Nevada1_Firm Capacity2031 | Oil_Firm Capacity2031 | System | Generator | G Nevada1 | Oil | Firm Capacity | 1 | 2031-01-01 | 17.6 | MW
0 | 0 | System | Generator | G Nevada1 | Oil | Firm Capacity | 1 | 2031-04-01 | 16 | MW
0 | 0 | System | Generator | G Nevada1 | Oil | Firm Capacity | 1 | 2031-07-01 | 16 | MW
0 | 0 | System | Generator | G Nevada1 | Oil | Firm Capacity | 1 | 2031-10-01 | 16 | MW
G Nevada1_Firm Capacity2032 | Oil_Firm Capacity2032 | System | Generator | G Nevada1 | Oil | Firm Capacity | 1 | 2032-01-01 | 17.6 | MW
0 | 0 | System | Generator | G Nevada1 | Oil | Firm Capacity | 1 | 2032-04-01 | 16 | MW
0 | 0 | System | Generator | G Nevada1 | Oil | Firm Capacity | 1 | 2032-07-01 | 16 | MW
0 | 0 | System | Generator | G Nevada1 | Oil | Firm Capacity | 1 | 2032-10-01 | 16 | MW
G Nevada1_Firm Capacity2033 | Oil_Firm Capacity2033 | System | Generator | G Nevada1 | Oil | Firm Capacity | 1 | 2033-01-01 | 17.6 | MW
0 | 0 | System | Generator | G Nevada1 | Oil | Firm Capacity | 1 | 2033-04-01 | 16 | MW
0 | 0 | System | Generator | G Nevada1 | Oil | Firm Capacity | 1 | 2033-07-01 | 16 | MW
0 | 0 | System | Generator | G Nevada1 | Oil | Firm Capacity | 1 | 2033-10-01 | 16 | MW
G Nevada1_Firm Capacity2034 | Oil_Firm Capacity2034 | System | Generator | G Nevada1 | Oil | Firm Capacity | 1 | 2034-01-01 | 17.6 | MW
0 | 0 | System | Generator | G Nevada1 | Oil | Firm Capacity | 1 | 2034-04-01 | 16 | MW
0 | 0 | System | Generator | G Nevada1 | Oil | Firm Capacity | 1 | 2034-07-01 | 16 | MW
0 | 0 | System | Generator | G Nevada1 | Oil | Firm Capacity | 1 | 2034-10-01 | 16 | MW
G Nevada1_Firm Capacity2035 | Oil_Firm Capacity2035 | System | Generator | G Nevada1 | Oil | Firm Capacity | 1 | 2035-01-01 | 17.6 | MW
0 | 0 | System | Generator | G Nevada1 | Oil | Firm Capacity | 1 | 2035-04-01 | 16 | MW
0 | 0 | System | Generator | G Nevada1 | Oil | Firm Capacity | 1 | 2035-07-01 | 16 | MW
0 | 0 | System | Generator | G Nevada1 | Oil | Firm Capacity | 1 | 2035-10-01 | 16 | MW
G Nevada1_Firm Capacity2036 | Oil_Firm Capacity2036 | System | Generator | G Nevada1 | Oil | Firm Capacity | 1 | 2036-01-01 | 17.6 | MW
0 | 0 | System | Generator | G Nevada1 | Oil | Firm Capacity | 1 | 2036-04-01 | 16 | MW
0 | 0 | System | Generator | G Nevada1 | Oil | Firm Capacity | 1 | 2036-07-01 | 16 | MW
0 | 0 | System | Generator | G Nevada1 | Oil | Firm Capacity | 1 | 2036-10-01 | 16 | MW
G Nevada1_Firm Capacity2037 | Oil_Firm Capacity2037 | System | Generator | G Nevada1 | Oil | Firm Capacity | 1 | 2037-01-01 | 17.6 | MW
0 | 0 | System | Generator | G Nevada1 | Oil | Firm Capacity | 1 | 2037-04-01 | 16 | MW
0 | 0 | System | Generator | G Nevada1 | Oil | Firm Capacity | 1 | 2037-07-01 | 16 | MW
0 | 0 | System | Generator | G Nevada1 | Oil | Firm Capacity | 1 | 2037-10-01 | 16 | MW
G Nevada1_Firm Capacity2038 | Oil_Firm Capacity2038 | System | Generator | G Nevada1 | Oil | Firm Capacity | 1 | 2038-01-01 | 17.6 | MW
0 | 0 | System | Generator | G Nevada1 | Oil | Firm Capacity | 1 | 2038-04-01 | 16 | MW
0 | 0 | System | Generator | G Nevada1 | Oil | Firm Capacity | 1 | 2038-07-01 | 16 | MW
0 | 0 | System | Generator | G Nevada1 | Oil | Firm Capacity | 1 | 2038-10-01 | 16 | MW
G Nevada1_Firm Capacity2039 | Oil_Firm Capacity2039 | System | Generator | G Nevada1 | Oil | Firm Capacity | 1 | 2039-01-01 | 17.6 | MW
0 | 0 | System | Generator | G Nevada1 | Oil | Firm Capacity | 1 | 2039-04-01 | 16 | MW
0 | 0 | System | Generator | G Nevada1 | Oil | Firm Capacity | 1 | 2039-07-01 | 16 | MW
0 | 0 | System | Generator | G Nevada1 | Oil | Firm Capacity | 1 | 2039-10-01 | 16 | MW
G Nevada1_Firm Capacity2040 | Oil_Firm Capacity2040 | System | Generator | G Nevada1 | Oil | Firm Capacity | 1 | 2040-01-01 | 17.6 | MW
0 | 0 | System | Generator | G Nevada1 | Oil | Firm Capacity | 1 | 2040-04-01 | 16 | MW
0 | 0 | System | Generator | G Nevada1 | Oil | Firm Capacity | 1 | 2040-07-01 | 16 | MW
0 | 0 | System | Generator | G Nevada1 | Oil | Firm Capacity | 1 | 2040-10-01 | 16 | MW
G Nevada1_Firm Capacity2041 | Oil_Firm Capacity2041 | System | Generator | G Nevada1 | Oil | Firm Capacity | 1 | 2041-01-01 | 17.6 | MW
0 | 0 | System | Generator | G Nevada1 | Oil | Firm Capacity | 1 | 2041-04-01 | 16 | MW
0 | 0 | System | Generator | G Nevada1 | Oil | Firm Capacity | 1 | 2041-07-01 | 16 | MW
0 | 0 | System | Generator | G Nevada1 | Oil | Firm Capacity | 1 | 2041-10-01 | 16 | MW
G Nevada1_Firm Capacity2042 | Oil_Firm Capacity2042 | System | Generator | G Nevada1 | Oil | Firm Capacity | 1 | 2042-01-01 | 17.6 | MW
0 | 0 | System | Generator | G Nevada1 | Oil | Firm Capacity | 1 | 2042-04-01 | 16 | MW
0 | 0 | System | Generator | G Nevada1 | Oil | Firm Capacity | 1 | 2042-07-01 | 16 | MW
0 | 0 | System | Generator | G Nevada1 | Oil | Firm Capacity | 1 | 2042-10-01 | 16 | MW
G Nevada1_Firm Capacity2043 | Oil_Firm Capacity2043 | System | Generator | G Nevada1 | Oil | Firm Capacity | 1 | 2043-01-01 | 17.6 | MW
0 | 0 | System | Generator | G Nevada1 | Oil | Firm Capacity | 1 | 2043-04-01 | 16 | MW
0 | 0 | System | Generator | G Nevada1 | Oil | Firm Capacity | 1 | 2043-07-01 | 16 | MW
0 | 0 | System | Generator | G Nevada1 | Oil | Firm Capacity | 1 | 2043-10-01 | 16 | MW
G LANDFILLGAS_Firm Capacity2024 | LandfillGas_Firm Capacity2024 | System | Generator | G LANDFILLGAS | LandfillGas | Firm Capacity | 1 | 2024-01-01 | 1.5 | MW
0 | 0 | System | Generator | G LANDFILLGAS | LandfillGas | Firm Capacity | 1 | 2024-04-01 | 1.5 | MW
0 | 0 | System | Generator | G LANDFILLGAS | LandfillGas | Firm Capacity | 1 | 2024-07-01 | 1.5 | MW
0 | 0 | System | Generator | G LANDFILLGAS | LandfillGas | Firm Capacity | 1 | 2024-10-01 | 1.5 | MW
G LANDFILLGAS_Firm Capacity2025 | LandfillGas_Firm Capacity2025 | System | Generator | G LANDFILLGAS | LandfillGas | Firm Capacity | 1 | 2025-01-01 | 1.5 | MW
0 | 0 | System | Generator | G LANDFILLGAS | LandfillGas | Firm Capacity | 1 | 2025-04-01 | 1.5 | MW
0 | 0 | System | Generator | G LANDFILLGAS | LandfillGas | Firm Capacity | 1 | 2025-07-01 | 1.5 | MW
0 | 0 | System | Generator | G LANDFILLGAS | LandfillGas | Firm Capacity | 1 | 2025-10-01 | 1.5 | MW
G LANDFILLGAS_Firm Capacity2026 | LandfillGas_Firm Capacity2026 | System | Generator | G LANDFILLGAS | LandfillGas | Firm Capacity | 1 | 2026-01-01 | 1.5 | MW
0 | 0 | System | Generator | G LANDFILLGAS | LandfillGas | Firm Capacity | 1 | 2026-04-01 | 1.5 | MW
0 | 0 | System | Generator | G LANDFILLGAS | LandfillGas | Firm Capacity | 1 | 2026-07-01 | 1.5 | MW
0 | 0 | System | Generator | G LANDFILLGAS | LandfillGas | Firm Capacity | 1 | 2026-10-01 | 1.5 | MW
G LANDFILLGAS_Firm Capacity2027 | LandfillGas_Firm Capacity2027 | System | Generator | G LANDFILLGAS | LandfillGas | Firm Capacity | 1 | 2027-01-01 | 1.5 | MW
0 | 0 | System | Generator | G LANDFILLGAS | LandfillGas | Firm Capacity | 1 | 2027-04-01 | 1.5 | MW
0 | 0 | System | Generator | G LANDFILLGAS | LandfillGas | Firm Capacity | 1 | 2027-07-01 | 1.5 | MW
0 | 0 | System | Generator | G LANDFILLGAS | LandfillGas | Firm Capacity | 1 | 2027-10-01 | 1.5 | MW
G LANDFILLGAS_Firm Capacity2028 | LandfillGas_Firm Capacity2028 | System | Generator | G LANDFILLGAS | LandfillGas | Firm Capacity | 1 | 2028-01-01 | 1.5 | MW
0 | 0 | System | Generator | G LANDFILLGAS | LandfillGas | Firm Capacity | 1 | 2028-04-01 | 1.5 | MW
0 | 0 | System | Generator | G LANDFILLGAS | LandfillGas | Firm Capacity | 1 | 2028-07-01 | 1.5 | MW
0 | 0 | System | Generator | G LANDFILLGAS | LandfillGas | Firm Capacity | 1 | 2028-10-01 | 1.5 | MW
G LANDFILLGAS_Firm Capacity2029 | LandfillGas_Firm Capacity2029 | System | Generator | G LANDFILLGAS | LandfillGas | Firm Capacity | 1 | 2029-01-01 | 1.5 | MW
0 | 0 | System | Generator | G LANDFILLGAS | LandfillGas | Firm Capacity | 1 | 2029-04-01 | 1.5 | MW
0 | 0 | System | Generator | G LANDFILLGAS | LandfillGas | Firm Capacity | 1 | 2029-07-01 | 1.5 | MW
0 | 0 | System | Generator | G LANDFILLGAS | LandfillGas | Firm Capacity | 1 | 2029-10-01 | 1.5 | MW
G LANDFILLGAS_Firm Capacity2030 | LandfillGas_Firm Capacity2030 | System | Generator | G LANDFILLGAS | LandfillGas | Firm Capacity | 1 | 2030-01-01 | 1.5 | MW
0 | 0 | System | Generator | G LANDFILLGAS | LandfillGas | Firm Capacity | 1 | 2030-04-01 | 1.5 | MW
0 | 0 | System | Generator | G LANDFILLGAS | LandfillGas | Firm Capacity | 1 | 2030-07-01 | 1.5 | MW
0 | 0 | System | Generator | G LANDFILLGAS | LandfillGas | Firm Capacity | 1 | 2030-10-01 | 1.5 | MW
G LANDFILLGAS_Firm Capacity2031 | LandfillGas_Firm Capacity2031 | System | Generator | G LANDFILLGAS | LandfillGas | Firm Capacity | 1 | 2031-01-01 | 1.5 | MW
0 | 0 | System | Generator | G LANDFILLGAS | LandfillGas | Firm Capacity | 1 | 2031-04-01 | 1.5 | MW
0 | 0 | System | Generator | G LANDFILLGAS | LandfillGas | Firm Capacity | 1 | 2031-07-01 | 1.5 | MW
0 | 0 | System | Generator | G LANDFILLGAS | LandfillGas | Firm Capacity | 1 | 2031-10-01 | 1.5 | MW
G LANDFILLGAS_Firm Capacity2032 | LandfillGas_Firm Capacity2032 | System | Generator | G LANDFILLGAS | LandfillGas | Firm Capacity | 1 | 2032-01-01 | 1.5 | MW
0 | 0 | System | Generator | G LANDFILLGAS | LandfillGas | Firm Capacity | 1 | 2032-04-01 | 1.5 | MW
0 | 0 | System | Generator | G LANDFILLGAS | LandfillGas | Firm Capacity | 1 | 2032-07-01 | 1.5 | MW
0 | 0 | System | Generator | G LANDFILLGAS | LandfillGas | Firm Capacity | 1 | 2032-10-01 | 1.5 | MW
G LANDFILLGAS_Firm Capacity2033 | LandfillGas_Firm Capacity2033 | System | Generator | G LANDFILLGAS | LandfillGas | Firm Capacity | 1 | 2033-01-01 | 1.5 | MW
0 | 0 | System | Generator | G LANDFILLGAS | LandfillGas | Firm Capacity | 1 | 2033-04-01 | 1.5 | MW
0 | 0 | System | Generator | G LANDFILLGAS | LandfillGas | Firm Capacity | 1 | 2033-07-01 | 1.5 | MW
0 | 0 | System | Generator | G LANDFILLGAS | LandfillGas | Firm Capacity | 1 | 2033-10-01 | 1.5 | MW
G LANDFILLGAS_Firm Capacity2034 | LandfillGas_Firm Capacity2034 | System | Generator | G LANDFILLGAS | LandfillGas | Firm Capacity | 1 | 2034-01-01 | 1.5 | MW
0 | 0 | System | Generator | G LANDFILLGAS | LandfillGas | Firm Capacity | 1 | 2034-04-01 | 1.5 | MW
0 | 0 | System | Generator | G LANDFILLGAS | LandfillGas | Firm Capacity | 1 | 2034-07-01 | 1.5 | MW
0 | 0 | System | Generator | G LANDFILLGAS | LandfillGas | Firm Capacity | 1 | 2034-10-01 | 1.5 | MW
G LANDFILLGAS_Firm Capacity2035 | LandfillGas_Firm Capacity2035 | System | Generator | G LANDFILLGAS | LandfillGas | Firm Capacity | 1 | 2035-01-01 | 1.5 | MW
0 | 0 | System | Generator | G LANDFILLGAS | LandfillGas | Firm Capacity | 1 | 2035-04-01 | 1.5 | MW
0 | 0 | System | Generator | G LANDFILLGAS | LandfillGas | Firm Capacity | 1 | 2035-07-01 | 1.5 | MW
0 | 0 | System | Generator | G LANDFILLGAS | LandfillGas | Firm Capacity | 1 | 2035-10-01 | 1.5 | MW
G LANDFILLGAS_Firm Capacity2036 | LandfillGas_Firm Capacity2036 | System | Generator | G LANDFILLGAS | LandfillGas | Firm Capacity | 1 | 2036-01-01 | 1.5 | MW
0 | 0 | System | Generator | G LANDFILLGAS | LandfillGas | Firm Capacity | 1 | 2036-04-01 | 1.5 | MW
0 | 0 | System | Generator | G LANDFILLGAS | LandfillGas | Firm Capacity | 1 | 2036-07-01 | 1.5 | MW
0 | 0 | System | Generator | G LANDFILLGAS | LandfillGas | Firm Capacity | 1 | 2036-10-01 | 1.5 | MW
G LANDFILLGAS_Firm Capacity2037 | LandfillGas_Firm Capacity2037 | System | Generator | G LANDFILLGAS | LandfillGas | Firm Capacity | 1 | 2037-01-01 | 1.5 | MW
0 | 0 | System | Generator | G LANDFILLGAS | LandfillGas | Firm Capacity | 1 | 2037-04-01 | 1.5 | MW
0 | 0 | System | Generator | G LANDFILLGAS | LandfillGas | Firm Capacity | 1 | 2037-07-01 | 1.5 | MW
0 | 0 | System | Generator | G LANDFILLGAS | LandfillGas | Firm Capacity | 1 | 2037-10-01 | 1.5 | MW
G LANDFILLGAS_Firm Capacity2038 | LandfillGas_Firm Capacity2038 | System | Generator | G LANDFILLGAS | LandfillGas | Firm Capacity | 1 | 2038-01-01 | 1.5 | MW
0 | 0 | System | Generator | G LANDFILLGAS | LandfillGas | Firm Capacity | 1 | 2038-04-01 | 1.5 | MW
0 | 0 | System | Generator | G LANDFILLGAS | LandfillGas | Firm Capacity | 1 | 2038-07-01 | 1.5 | MW
0 | 0 | System | Generator | G LANDFILLGAS | LandfillGas | Firm Capacity | 1 | 2038-10-01 | 1.5 | MW
G LANDFILLGAS_Firm Capacity2039 | LandfillGas_Firm Capacity2039 | System | Generator | G LANDFILLGAS | LandfillGas | Firm Capacity | 1 | 2039-01-01 | 1.5 | MW
0 | 0 | System | Generator | G LANDFILLGAS | LandfillGas | Firm Capacity | 1 | 2039-04-01 | 1.5 | MW
0 | 0 | System | Generator | G LANDFILLGAS | LandfillGas | Firm Capacity | 1 | 2039-07-01 | 1.5 | MW
0 | 0 | System | Generator | G LANDFILLGAS | LandfillGas | Firm Capacity | 1 | 2039-10-01 | 1.5 | MW
G LANDFILLGAS_Firm Capacity2040 | LandfillGas_Firm Capacity2040 | System | Generator | G LANDFILLGAS | LandfillGas | Firm Capacity | 1 | 2040-01-01 | 1.5 | MW
0 | 0 | System | Generator | G LANDFILLGAS | LandfillGas | Firm Capacity | 1 | 2040-04-01 | 1.5 | MW
0 | 0 | System | Generator | G LANDFILLGAS | LandfillGas | Firm Capacity | 1 | 2040-07-01 | 1.5 | MW
0 | 0 | System | Generator | G LANDFILLGAS | LandfillGas | Firm Capacity | 1 | 2040-10-01 | 1.5 | MW
G LANDFILLGAS_Firm Capacity2041 | LandfillGas_Firm Capacity2041 | System | Generator | G LANDFILLGAS | LandfillGas | Firm Capacity | 1 | 2041-01-01 | 1.5 | MW
0 | 0 | System | Generator | G LANDFILLGAS | LandfillGas | Firm Capacity | 1 | 2041-04-01 | 1.5 | MW
0 | 0 | System | Generator | G LANDFILLGAS | LandfillGas | Firm Capacity | 1 | 2041-07-01 | 1.5 | MW
0 | 0 | System | Generator | G LANDFILLGAS | LandfillGas | Firm Capacity | 1 | 2041-10-01 | 1.5 | MW
G LANDFILLGAS_Firm Capacity2042 | LandfillGas_Firm Capacity2042 | System | Generator | G LANDFILLGAS | LandfillGas | Firm Capacity | 1 | 2042-01-01 | 1.5 | MW
0 | 0 | System | Generator | G LANDFILLGAS | LandfillGas | Firm Capacity | 1 | 2042-04-01 | 1.5 | MW
0 | 0 | System | Generator | G LANDFILLGAS | LandfillGas | Firm Capacity | 1 | 2042-07-01 | 1.5 | MW
0 | 0 | System | Generator | G LANDFILLGAS | LandfillGas | Firm Capacity | 1 | 2042-10-01 | 1.5 | MW
G LANDFILLGAS_Firm Capacity2043 | LandfillGas_Firm Capacity2043 | System | Generator | G LANDFILLGAS | LandfillGas | Firm Capacity | 1 | 2043-01-01 | 1.5 | MW
0 | 0 | System | Generator | G LANDFILLGAS | LandfillGas | Firm Capacity | 1 | 2043-04-01 | 1.5 | MW
0 | 0 | System | Generator | G LANDFILLGAS | LandfillGas | Firm Capacity | 1 | 2043-07-01 | 1.5 | MW
0 | 0 | System | Generator | G LANDFILLGAS | LandfillGas | Firm Capacity | 1 | 2043-10-01 | 1.5 | MW
G CIMARRON3_Firm Capacity2024 | Wind PPA_Firm Capacity2024 | System | Generator | G CIMARRON3 | Wind PPA | Firm Capacity | 1 | 2024-01-01 | 23.8 | MW
0 | 0 | System | Generator | G CIMARRON3 | Wind PPA | Firm Capacity | 1 | 2024-04-01 | 100.1 | MW
0 | 0 | System | Generator | G CIMARRON3 | Wind PPA | Firm Capacity | 1 | 2024-07-01 | 100.1 | MW
0 | 0 | System | Generator | G CIMARRON3 | Wind PPA | Firm Capacity | 1 | 2024-10-01 | 100.1 | MW
G CIMARRON3_Firm Capacity2025 | Wind PPA_Firm Capacity2025 | System | Generator | G CIMARRON3 | Wind PPA | Firm Capacity | 1 | 2025-01-01 | 23.8 | MW
0 | 0 | System | Generator | G CIMARRON3 | Wind PPA | Firm Capacity | 1 | 2025-04-01 | 100.1 | MW
0 | 0 | System | Generator | G CIMARRON3 | Wind PPA | Firm Capacity | 1 | 2025-07-01 | 100.1 | MW
0 | 0 | System | Generator | G CIMARRON3 | Wind PPA | Firm Capacity | 1 | 2025-10-01 | 100.1 | MW
G CIMARRON3_Firm Capacity2026 | Wind PPA_Firm Capacity2026 | System | Generator | G CIMARRON3 | Wind PPA | Firm Capacity | 1 | 2026-01-01 | 19.86 | MW
0 | 0 | System | Generator | G CIMARRON3 | Wind PPA | Firm Capacity | 1 | 2026-04-01 | 19.62 | MW
0 | 0 | System | Generator | G CIMARRON3 | Wind PPA | Firm Capacity | 1 | 2026-07-01 | 19.62 | MW
0 | 0 | System | Generator | G CIMARRON3 | Wind PPA | Firm Capacity | 1 | 2026-10-01 | 19.62 | MW
G CIMARRON3_Firm Capacity2027 | Wind PPA_Firm Capacity2027 | System | Generator | G CIMARRON3 | Wind PPA | Firm Capacity | 1 | 2027-01-01 | 19.86 | MW
0 | 0 | System | Generator | G CIMARRON3 | Wind PPA | Firm Capacity | 1 | 2027-04-01 | 19.62 | MW
0 | 0 | System | Generator | G CIMARRON3 | Wind PPA | Firm Capacity | 1 | 2027-07-01 | 19.62 | MW
0 | 0 | System | Generator | G CIMARRON3 | Wind PPA | Firm Capacity | 1 | 2027-10-01 | 19.62 | MW
G CIMARRON3_Firm Capacity2028 | Wind PPA_Firm Capacity2028 | System | Generator | G CIMARRON3 | Wind PPA | Firm Capacity | 1 | 2028-01-01 | 19.86 | MW
0 | 0 | System | Generator | G CIMARRON3 | Wind PPA | Firm Capacity | 1 | 2028-04-01 | 19.62 | MW
0 | 0 | System | Generator | G CIMARRON3 | Wind PPA | Firm Capacity | 1 | 2028-07-01 | 19.62 | MW
0 | 0 | System | Generator | G CIMARRON3 | Wind PPA | Firm Capacity | 1 | 2028-10-01 | 19.62 | MW
G CIMARRON3_Firm Capacity2029 | Wind PPA_Firm Capacity2029 | System | Generator | G CIMARRON3 | Wind PPA | Firm Capacity | 1 | 2029-01-01 | 19.86 | MW
0 | 0 | System | Generator | G CIMARRON3 | Wind PPA | Firm Capacity | 1 | 2029-04-01 | 19.62 | MW
0 | 0 | System | Generator | G CIMARRON3 | Wind PPA | Firm Capacity | 1 | 2029-07-01 | 19.62 | MW
0 | 0 | System | Generator | G CIMARRON3 | Wind PPA | Firm Capacity | 1 | 2029-10-01 | 19.62 | MW
G CIMARRON3_Firm Capacity2030 | Wind PPA_Firm Capacity2030 | System | Generator | G CIMARRON3 | Wind PPA | Firm Capacity | 1 | 2030-01-01 | 19.86 | MW
0 | 0 | System | Generator | G CIMARRON3 | Wind PPA | Firm Capacity | 1 | 2030-04-01 | 19.62 | MW
0 | 0 | System | Generator | G CIMARRON3 | Wind PPA | Firm Capacity | 1 | 2030-07-01 | 19.62 | MW
0 | 0 | System | Generator | G CIMARRON3 | Wind PPA | Firm Capacity | 1 | 2030-10-01 | 19.62 | MW
G CIMARRON3_Firm Capacity2031 | Wind PPA_Firm Capacity2031 | System | Generator | G CIMARRON3 | Wind PPA | Firm Capacity | 1 | 2031-01-01 | 19.86 | MW
0 | 0 | System | Generator | G CIMARRON3 | Wind PPA | Firm Capacity | 1 | 2031-04-01 | 19.62 | MW
0 | 0 | System | Generator | G CIMARRON3 | Wind PPA | Firm Capacity | 1 | 2031-07-01 | 19.62 | MW
0 | 0 | System | Generator | G CIMARRON3 | Wind PPA | Firm Capacity | 1 | 2031-10-01 | 19.62 | MW
G CIMARRON3_Firm Capacity2032 | Wind PPA_Firm Capacity2032 | System | Generator | G CIMARRON3 | Wind PPA | Firm Capacity | 1 | 2032-01-01 | 19.86 | MW
0 | 0 | System | Generator | G CIMARRON3 | Wind PPA | Firm Capacity | 1 | 2032-04-01 | 19.62 | MW
0 | 0 | System | Generator | G CIMARRON3 | Wind PPA | Firm Capacity | 1 | 2032-07-01 | 19.62 | MW
0 | 0 | System | Generator | G CIMARRON3 | Wind PPA | Firm Capacity | 1 | 2032-10-01 | 19.62 | MW
G CIMARRON3_Firm Capacity2033 | Wind PPA_Firm Capacity2033 | System | Generator | G CIMARRON3 | Wind PPA | Firm Capacity | 1 | 2033-01-01 | 19.86 | MW
0 | 0 | System | Generator | G CIMARRON3 | Wind PPA | Firm Capacity | 1 | 2033-04-01 | 19.62 | MW
0 | 0 | System | Generator | G CIMARRON3 | Wind PPA | Firm Capacity | 1 | 2033-07-01 | 19.62 | MW
0 | 0 | System | Generator | G CIMARRON3 | Wind PPA | Firm Capacity | 1 | 2033-10-01 | 19.62 | MW
G CIMARRON3_Firm Capacity2034 | Wind PPA_Firm Capacity2034 | System | Generator | G CIMARRON3 | Wind PPA | Firm Capacity | 1 | 2034-01-01 | 19.86 | MW
0 | 0 | System | Generator | G CIMARRON3 | Wind PPA | Firm Capacity | 1 | 2034-04-01 | 19.62 | MW
0 | 0 | System | Generator | G CIMARRON3 | Wind PPA | Firm Capacity | 1 | 2034-07-01 | 19.62 | MW
0 | 0 | System | Generator | G CIMARRON3 | Wind PPA | Firm Capacity | 1 | 2034-10-01 | 19.62 | MW
G CIMARRON3_Firm Capacity2035 | Wind PPA_Firm Capacity2035 | System | Generator | G CIMARRON3 | Wind PPA | Firm Capacity | 1 | 2035-01-01 | 19.86 | MW
0 | 0 | System | Generator | G CIMARRON3 | Wind PPA | Firm Capacity | 1 | 2035-04-01 | 19.62 | MW
0 | 0 | System | Generator | G CIMARRON3 | Wind PPA | Firm Capacity | 1 | 2035-07-01 | 19.62 | MW
0 | 0 | System | Generator | G CIMARRON3 | Wind PPA | Firm Capacity | 1 | 2035-10-01 | 0.6329 | MW
G CIMARRON3_Firm Capacity2036 | Wind PPA_Firm Capacity2036 | System | Generator | G CIMARRON3 | Wind PPA | Firm Capacity | 1 | 2036-01-01 | 0 | MW
0 | 0 | System | Generator | G CIMARRON3 | Wind PPA | Firm Capacity | 1 | 2036-04-01 | 0 | MW
0 | 0 | System | Generator | G CIMARRON3 | Wind PPA | Firm Capacity | 1 | 2036-07-01 | 0 | MW
0 | 0 | System | Generator | G CIMARRON3 | Wind PPA | Firm Capacity | 1 | 2036-10-01 | 0 | MW
G CIMARRON3_Firm Capacity2037 | Wind PPA_Firm Capacity2037 | System | Generator | G CIMARRON3 | Wind PPA | Firm Capacity | 1 | 2037-01-01 | 0 | MW
0 | 0 | System | Generator | G CIMARRON3 | Wind PPA | Firm Capacity | 1 | 2037-04-01 | 0 | MW
0 | 0 | System | Generator | G CIMARRON3 | Wind PPA | Firm Capacity | 1 | 2037-07-01 | 0 | MW
0 | 0 | System | Generator | G CIMARRON3 | Wind PPA | Firm Capacity | 1 | 2037-10-01 | 0 | MW
G CIMARRON3_Firm Capacity2038 | Wind PPA_Firm Capacity2038 | System | Generator | G CIMARRON3 | Wind PPA | Firm Capacity | 1 | 2038-01-01 | 0 | MW
0 | 0 | System | Generator | G CIMARRON3 | Wind PPA | Firm Capacity | 1 | 2038-04-01 | 0 | MW
0 | 0 | System | Generator | G CIMARRON3 | Wind PPA | Firm Capacity | 1 | 2038-07-01 | 0 | MW
0 | 0 | System | Generator | G CIMARRON3 | Wind PPA | Firm Capacity | 1 | 2038-10-01 | 0 | MW
G CIMARRON3_Firm Capacity2039 | Wind PPA_Firm Capacity2039 | System | Generator | G CIMARRON3 | Wind PPA | Firm Capacity | 1 | 2039-01-01 | 0 | MW
0 | 0 | System | Generator | G CIMARRON3 | Wind PPA | Firm Capacity | 1 | 2039-04-01 | 0 | MW
0 | 0 | System | Generator | G CIMARRON3 | Wind PPA | Firm Capacity | 1 | 2039-07-01 | 0 | MW
0 | 0 | System | Generator | G CIMARRON3 | Wind PPA | Firm Capacity | 1 | 2039-10-01 | 0 | MW
G CIMARRON3_Firm Capacity2040 | Wind PPA_Firm Capacity2040 | System | Generator | G CIMARRON3 | Wind PPA | Firm Capacity | 1 | 2040-01-01 | 0 | MW
0 | 0 | System | Generator | G CIMARRON3 | Wind PPA | Firm Capacity | 1 | 2040-04-01 | 0 | MW
0 | 0 | System | Generator | G CIMARRON3 | Wind PPA | Firm Capacity | 1 | 2040-07-01 | 0 | MW
0 | 0 | System | Generator | G CIMARRON3 | Wind PPA | Firm Capacity | 1 | 2040-10-01 | 0 | MW
G CIMARRON3_Firm Capacity2041 | Wind PPA_Firm Capacity2041 | System | Generator | G CIMARRON3 | Wind PPA | Firm Capacity | 1 | 2041-01-01 | 0 | MW
0 | 0 | System | Generator | G CIMARRON3 | Wind PPA | Firm Capacity | 1 | 2041-04-01 | 0 | MW
0 | 0 | System | Generator | G CIMARRON3 | Wind PPA | Firm Capacity | 1 | 2041-07-01 | 0 | MW
0 | 0 | System | Generator | G CIMARRON3 | Wind PPA | Firm Capacity | 1 | 2041-10-01 | 0 | MW
G CIMARRON3_Firm Capacity2042 | Wind PPA_Firm Capacity2042 | System | Generator | G CIMARRON3 | Wind PPA | Firm Capacity | 1 | 2042-01-01 | 0 | MW
0 | 0 | System | Generator | G CIMARRON3 | Wind PPA | Firm Capacity | 1 | 2042-04-01 | 0 | MW
0 | 0 | System | Generator | G CIMARRON3 | Wind PPA | Firm Capacity | 1 | 2042-07-01 | 0 | MW
0 | 0 | System | Generator | G CIMARRON3 | Wind PPA | Firm Capacity | 1 | 2042-10-01 | 0 | MW
G CIMARRON3_Firm Capacity2043 | Wind PPA_Firm Capacity2043 | System | Generator | G CIMARRON3 | Wind PPA | Firm Capacity | 1 | 2043-01-01 | 0 | MW
0 | 0 | System | Generator | G CIMARRON3 | Wind PPA | Firm Capacity | 1 | 2043-04-01 | 0 | MW
0 | 0 | System | Generator | G CIMARRON3 | Wind PPA | Firm Capacity | 1 | 2043-07-01 | 0 | MW
0 | 0 | System | Generator | G CIMARRON3 | Wind PPA | Firm Capacity | 1 | 2043-10-01 | 0 | MW
G ENSIGN_Firm Capacity2024 | Wind PPA_Firm Capacity2024 | System | Generator | G ENSIGN | Wind PPA | Firm Capacity | 1 | 2024-01-01 | 15.41 | MW
0 | 0 | System | Generator | G ENSIGN | Wind PPA | Firm Capacity | 1 | 2024-04-01 | 40 | MW
0 | 0 | System | Generator | G ENSIGN | Wind PPA | Firm Capacity | 1 | 2024-07-01 | 40 | MW
0 | 0 | System | Generator | G ENSIGN | Wind PPA | Firm Capacity | 1 | 2024-10-01 | 40 | MW
G ENSIGN_Firm Capacity2025 | Wind PPA_Firm Capacity2025 | System | Generator | G ENSIGN | Wind PPA | Firm Capacity | 1 | 2025-01-01 | 15.41 | MW
0 | 0 | System | Generator | G ENSIGN | Wind PPA | Firm Capacity | 1 | 2025-04-01 | 40 | MW
0 | 0 | System | Generator | G ENSIGN | Wind PPA | Firm Capacity | 1 | 2025-07-01 | 40 | MW
0 | 0 | System | Generator | G ENSIGN | Wind PPA | Firm Capacity | 1 | 2025-10-01 | 40 | MW
G ENSIGN_Firm Capacity2026 | Wind PPA_Firm Capacity2026 | System | Generator | G ENSIGN | Wind PPA | Firm Capacity | 1 | 2026-01-01 | 15.22 | MW
0 | 0 | System | Generator | G ENSIGN | Wind PPA | Firm Capacity | 1 | 2026-04-01 | 26.83 | MW
0 | 0 | System | Generator | G ENSIGN | Wind PPA | Firm Capacity | 1 | 2026-07-01 | 26.83 | MW
0 | 0 | System | Generator | G ENSIGN | Wind PPA | Firm Capacity | 1 | 2026-10-01 | 26.83 | MW
G ENSIGN_Firm Capacity2027 | Wind PPA_Firm Capacity2027 | System | Generator | G ENSIGN | Wind PPA | Firm Capacity | 1 | 2027-01-01 | 15.22 | MW
0 | 0 | System | Generator | G ENSIGN | Wind PPA | Firm Capacity | 1 | 2027-04-01 | 26.83 | MW
0 | 0 | System | Generator | G ENSIGN | Wind PPA | Firm Capacity | 1 | 2027-07-01 | 26.83 | MW
0 | 0 | System | Generator | G ENSIGN | Wind PPA | Firm Capacity | 1 | 2027-10-01 | 26.83 | MW
G ENSIGN_Firm Capacity2028 | Wind PPA_Firm Capacity2028 | System | Generator | G ENSIGN | Wind PPA | Firm Capacity | 1 | 2028-01-01 | 15.22 | MW
0 | 0 | System | Generator | G ENSIGN | Wind PPA | Firm Capacity | 1 | 2028-04-01 | 26.83 | MW
0 | 0 | System | Generator | G ENSIGN | Wind PPA | Firm Capacity | 1 | 2028-07-01 | 26.83 | MW
0 | 0 | System | Generator | G ENSIGN | Wind PPA | Firm Capacity | 1 | 2028-10-01 | 26.83 | MW
G ENSIGN_Firm Capacity2029 | Wind PPA_Firm Capacity2029 | System | Generator | G ENSIGN | Wind PPA | Firm Capacity | 1 | 2029-01-01 | 15.22 | MW
0 | 0 | System | Generator | G ENSIGN | Wind PPA | Firm Capacity | 1 | 2029-04-01 | 26.83 | MW
0 | 0 | System | Generator | G ENSIGN | Wind PPA | Firm Capacity | 1 | 2029-07-01 | 26.83 | MW
0 | 0 | System | Generator | G ENSIGN | Wind PPA | Firm Capacity | 1 | 2029-10-01 | 26.83 | MW
G ENSIGN_Firm Capacity2030 | Wind PPA_Firm Capacity2030 | System | Generator | G ENSIGN | Wind PPA | Firm Capacity | 1 | 2030-01-01 | 15.22 | MW
0 | 0 | System | Generator | G ENSIGN | Wind PPA | Firm Capacity | 1 | 2030-04-01 | 26.83 | MW
0 | 0 | System | Generator | G ENSIGN | Wind PPA | Firm Capacity | 1 | 2030-07-01 | 26.83 | MW
0 | 0 | System | Generator | G ENSIGN | Wind PPA | Firm Capacity | 1 | 2030-10-01 | 26.83 | MW
G ENSIGN_Firm Capacity2031 | Wind PPA_Firm Capacity2031 | System | Generator | G ENSIGN | Wind PPA | Firm Capacity | 1 | 2031-01-01 | 15.22 | MW
0 | 0 | System | Generator | G ENSIGN | Wind PPA | Firm Capacity | 1 | 2031-04-01 | 26.83 | MW
0 | 0 | System | Generator | G ENSIGN | Wind PPA | Firm Capacity | 1 | 2031-07-01 | 26.83 | MW
0 | 0 | System | Generator | G ENSIGN | Wind PPA | Firm Capacity | 1 | 2031-10-01 | 26.83 | MW
G ENSIGN_Firm Capacity2032 | Wind PPA_Firm Capacity2032 | System | Generator | G ENSIGN | Wind PPA | Firm Capacity | 1 | 2032-01-01 | 15.22 | MW
0 | 0 | System | Generator | G ENSIGN | Wind PPA | Firm Capacity | 1 | 2032-04-01 | 26.83 | MW
0 | 0 | System | Generator | G ENSIGN | Wind PPA | Firm Capacity | 1 | 2032-07-01 | 26.83 | MW
0 | 0 | System | Generator | G ENSIGN | Wind PPA | Firm Capacity | 1 | 2032-10-01 | 0 | MW
G ENSIGN_Firm Capacity2033 | Wind PPA_Firm Capacity2033 | System | Generator | G ENSIGN | Wind PPA | Firm Capacity | 1 | 2033-01-01 | 0 | MW
0 | 0 | System | Generator | G ENSIGN | Wind PPA | Firm Capacity | 1 | 2033-04-01 | 0 | MW
0 | 0 | System | Generator | G ENSIGN | Wind PPA | Firm Capacity | 1 | 2033-07-01 | 0 | MW
0 | 0 | System | Generator | G ENSIGN | Wind PPA | Firm Capacity | 1 | 2033-10-01 | 0 | MW
G ENSIGN_Firm Capacity2034 | Wind PPA_Firm Capacity2034 | System | Generator | G ENSIGN | Wind PPA | Firm Capacity | 1 | 2034-01-01 | 0 | MW
0 | 0 | System | Generator | G ENSIGN | Wind PPA | Firm Capacity | 1 | 2034-04-01 | 0 | MW
0 | 0 | System | Generator | G ENSIGN | Wind PPA | Firm Capacity | 1 | 2034-07-01 | 0 | MW
0 | 0 | System | Generator | G ENSIGN | Wind PPA | Firm Capacity | 1 | 2034-10-01 | 0 | MW
G ENSIGN_Firm Capacity2035 | Wind PPA_Firm Capacity2035 | System | Generator | G ENSIGN | Wind PPA | Firm Capacity | 1 | 2035-01-01 | 0 | MW
0 | 0 | System | Generator | G ENSIGN | Wind PPA | Firm Capacity | 1 | 2035-04-01 | 0 | MW
0 | 0 | System | Generator | G ENSIGN | Wind PPA | Firm Capacity | 1 | 2035-07-01 | 0 | MW
0 | 0 | System | Generator | G ENSIGN | Wind PPA | Firm Capacity | 1 | 2035-10-01 | 0 | MW
G ENSIGN_Firm Capacity2036 | Wind PPA_Firm Capacity2036 | System | Generator | G ENSIGN | Wind PPA | Firm Capacity | 1 | 2036-01-01 | 0 | MW
0 | 0 | System | Generator | G ENSIGN | Wind PPA | Firm Capacity | 1 | 2036-04-01 | 0 | MW
0 | 0 | System | Generator | G ENSIGN | Wind PPA | Firm Capacity | 1 | 2036-07-01 | 0 | MW
0 | 0 | System | Generator | G ENSIGN | Wind PPA | Firm Capacity | 1 | 2036-10-01 | 0 | MW
G ENSIGN_Firm Capacity2037 | Wind PPA_Firm Capacity2037 | System | Generator | G ENSIGN | Wind PPA | Firm Capacity | 1 | 2037-01-01 | 0 | MW
0 | 0 | System | Generator | G ENSIGN | Wind PPA | Firm Capacity | 1 | 2037-04-01 | 0 | MW
0 | 0 | System | Generator | G ENSIGN | Wind PPA | Firm Capacity | 1 | 2037-07-01 | 0 | MW
0 | 0 | System | Generator | G ENSIGN | Wind PPA | Firm Capacity | 1 | 2037-10-01 | 0 | MW
G ENSIGN_Firm Capacity2038 | Wind PPA_Firm Capacity2038 | System | Generator | G ENSIGN | Wind PPA | Firm Capacity | 1 | 2038-01-01 | 0 | MW
0 | 0 | System | Generator | G ENSIGN | Wind PPA | Firm Capacity | 1 | 2038-04-01 | 0 | MW
0 | 0 | System | Generator | G ENSIGN | Wind PPA | Firm Capacity | 1 | 2038-07-01 | 0 | MW
0 | 0 | System | Generator | G ENSIGN | Wind PPA | Firm Capacity | 1 | 2038-10-01 | 0 | MW
G ENSIGN_Firm Capacity2039 | Wind PPA_Firm Capacity2039 | System | Generator | G ENSIGN | Wind PPA | Firm Capacity | 1 | 2039-01-01 | 0 | MW
0 | 0 | System | Generator | G ENSIGN | Wind PPA | Firm Capacity | 1 | 2039-04-01 | 0 | MW
0 | 0 | System | Generator | G ENSIGN | Wind PPA | Firm Capacity | 1 | 2039-07-01 | 0 | MW
0 | 0 | System | Generator | G ENSIGN | Wind PPA | Firm Capacity | 1 | 2039-10-01 | 0 | MW
G ENSIGN_Firm Capacity2040 | Wind PPA_Firm Capacity2040 | System | Generator | G ENSIGN | Wind PPA | Firm Capacity | 1 | 2040-01-01 | 0 | MW
0 | 0 | System | Generator | G ENSIGN | Wind PPA | Firm Capacity | 1 | 2040-04-01 | 0 | MW
0 | 0 | System | Generator | G ENSIGN | Wind PPA | Firm Capacity | 1 | 2040-07-01 | 0 | MW
0 | 0 | System | Generator | G ENSIGN | Wind PPA | Firm Capacity | 1 | 2040-10-01 | 0 | MW
G ENSIGN_Firm Capacity2041 | Wind PPA_Firm Capacity2041 | System | Generator | G ENSIGN | Wind PPA | Firm Capacity | 1 | 2041-01-01 | 0 | MW
0 | 0 | System | Generator | G ENSIGN | Wind PPA | Firm Capacity | 1 | 2041-04-01 | 0 | MW
0 | 0 | System | Generator | G ENSIGN | Wind PPA | Firm Capacity | 1 | 2041-07-01 | 0 | MW
0 | 0 | System | Generator | G ENSIGN | Wind PPA | Firm Capacity | 1 | 2041-10-01 | 0 | MW
G ENSIGN_Firm Capacity2042 | Wind PPA_Firm Capacity2042 | System | Generator | G ENSIGN | Wind PPA | Firm Capacity | 1 | 2042-01-01 | 0 | MW
0 | 0 | System | Generator | G ENSIGN | Wind PPA | Firm Capacity | 1 | 2042-04-01 | 0 | MW
0 | 0 | System | Generator | G ENSIGN | Wind PPA | Firm Capacity | 1 | 2042-07-01 | 0 | MW
0 | 0 | System | Generator | G ENSIGN | Wind PPA | Firm Capacity | 1 | 2042-10-01 | 0 | MW
G ENSIGN_Firm Capacity2043 | Wind PPA_Firm Capacity2043 | System | Generator | G ENSIGN | Wind PPA | Firm Capacity | 1 | 2043-01-01 | 0 | MW
0 | 0 | System | Generator | G ENSIGN | Wind PPA | Firm Capacity | 1 | 2043-04-01 | 0 | MW
0 | 0 | System | Generator | G ENSIGN | Wind PPA | Firm Capacity | 1 | 2043-07-01 | 0 | MW
0 | 0 | System | Generator | G ENSIGN | Wind PPA | Firm Capacity | 1 | 2043-10-01 | 0 | MW
G GRAYCOUNTY_Firm Capacity2024 | Wind PPA_Firm Capacity2024 | System | Generator | G GRAYCOUNTY | Wind PPA | Firm Capacity | 1 | 2024-01-01 | 11.2 | MW
0 | 0 | System | Generator | G GRAYCOUNTY | Wind PPA | Firm Capacity | 1 | 2024-04-01 | 22.92 | MW
0 | 0 | System | Generator | G GRAYCOUNTY | Wind PPA | Firm Capacity | 1 | 2024-07-01 | 22.92 | MW
0 | 0 | System | Generator | G GRAYCOUNTY | Wind PPA | Firm Capacity | 1 | 2024-10-01 | 22.92 | MW
G GRAYCOUNTY_Firm Capacity2025 | Wind PPA_Firm Capacity2025 | System | Generator | G GRAYCOUNTY | Wind PPA | Firm Capacity | 1 | 2025-01-01 | 11.2 | MW
0 | 0 | System | Generator | G GRAYCOUNTY | Wind PPA | Firm Capacity | 1 | 2025-04-01 | 22.92 | MW
0 | 0 | System | Generator | G GRAYCOUNTY | Wind PPA | Firm Capacity | 1 | 2025-07-01 | 22.92 | MW
0 | 0 | System | Generator | G GRAYCOUNTY | Wind PPA | Firm Capacity | 1 | 2025-10-01 | 22.92 | MW
G GRAYCOUNTY_Firm Capacity2026 | Wind PPA_Firm Capacity2026 | System | Generator | G GRAYCOUNTY | Wind PPA | Firm Capacity | 1 | 2026-01-01 | 10.01 | MW
0 | 0 | System | Generator | G GRAYCOUNTY | Wind PPA | Firm Capacity | 1 | 2026-04-01 | 15.79 | MW
0 | 0 | System | Generator | G GRAYCOUNTY | Wind PPA | Firm Capacity | 1 | 2026-07-01 | 15.79 | MW
0 | 0 | System | Generator | G GRAYCOUNTY | Wind PPA | Firm Capacity | 1 | 2026-10-01 | 15.79 | MW
G GRAYCOUNTY_Firm Capacity2027 | Wind PPA_Firm Capacity2027 | System | Generator | G GRAYCOUNTY | Wind PPA | Firm Capacity | 1 | 2027-01-01 | 10.01 | MW
0 | 0 | System | Generator | G GRAYCOUNTY | Wind PPA | Firm Capacity | 1 | 2027-04-01 | 15.79 | MW
0 | 0 | System | Generator | G GRAYCOUNTY | Wind PPA | Firm Capacity | 1 | 2027-07-01 | 15.79 | MW
0 | 0 | System | Generator | G GRAYCOUNTY | Wind PPA | Firm Capacity | 1 | 2027-10-01 | 15.79 | MW
G GRAYCOUNTY_Firm Capacity2028 | Wind PPA_Firm Capacity2028 | System | Generator | G GRAYCOUNTY | Wind PPA | Firm Capacity | 1 | 2028-01-01 | 10.01 | MW
0 | 0 | System | Generator | G GRAYCOUNTY | Wind PPA | Firm Capacity | 1 | 2028-04-01 | 15.79 | MW
0 | 0 | System | Generator | G GRAYCOUNTY | Wind PPA | Firm Capacity | 1 | 2028-07-01 | 15.79 | MW
0 | 0 | System | Generator | G GRAYCOUNTY | Wind PPA | Firm Capacity | 1 | 2028-10-01 | 15.79 | MW
G GRAYCOUNTY_Firm Capacity2029 | Wind PPA_Firm Capacity2029 | System | Generator | G GRAYCOUNTY | Wind PPA | Firm Capacity | 1 | 2029-01-01 | 10.01 | MW
0 | 0 | System | Generator | G GRAYCOUNTY | Wind PPA | Firm Capacity | 1 | 2029-04-01 | 15.79 | MW
0 | 0 | System | Generator | G GRAYCOUNTY | Wind PPA | Firm Capacity | 1 | 2029-07-01 | 15.79 | MW
0 | 0 | System | Generator | G GRAYCOUNTY | Wind PPA | Firm Capacity | 1 | 2029-10-01 | 9.1684 | MW
G GRAYCOUNTY_Firm Capacity2030 | Wind PPA_Firm Capacity2030 | System | Generator | G GRAYCOUNTY | Wind PPA | Firm Capacity | 1 | 2030-01-01 | 0 | MW
0 | 0 | System | Generator | G GRAYCOUNTY | Wind PPA | Firm Capacity | 1 | 2030-04-01 | 0 | MW
0 | 0 | System | Generator | G GRAYCOUNTY | Wind PPA | Firm Capacity | 1 | 2030-07-01 | 0 | MW
0 | 0 | System | Generator | G GRAYCOUNTY | Wind PPA | Firm Capacity | 1 | 2030-10-01 | 0 | MW
G GRAYCOUNTY_Firm Capacity2031 | Wind PPA_Firm Capacity2031 | System | Generator | G GRAYCOUNTY | Wind PPA | Firm Capacity | 1 | 2031-01-01 | 0 | MW
0 | 0 | System | Generator | G GRAYCOUNTY | Wind PPA | Firm Capacity | 1 | 2031-04-01 | 0 | MW
0 | 0 | System | Generator | G GRAYCOUNTY | Wind PPA | Firm Capacity | 1 | 2031-07-01 | 0 | MW
0 | 0 | System | Generator | G GRAYCOUNTY | Wind PPA | Firm Capacity | 1 | 2031-10-01 | 0 | MW
G GRAYCOUNTY_Firm Capacity2032 | Wind PPA_Firm Capacity2032 | System | Generator | G GRAYCOUNTY | Wind PPA | Firm Capacity | 1 | 2032-01-01 | 0 | MW
0 | 0 | System | Generator | G GRAYCOUNTY | Wind PPA | Firm Capacity | 1 | 2032-04-01 | 0 | MW
0 | 0 | System | Generator | G GRAYCOUNTY | Wind PPA | Firm Capacity | 1 | 2032-07-01 | 0 | MW
0 | 0 | System | Generator | G GRAYCOUNTY | Wind PPA | Firm Capacity | 1 | 2032-10-01 | 0 | MW
G GRAYCOUNTY_Firm Capacity2033 | Wind PPA_Firm Capacity2033 | System | Generator | G GRAYCOUNTY | Wind PPA | Firm Capacity | 1 | 2033-01-01 | 0 | MW
0 | 0 | System | Generator | G GRAYCOUNTY | Wind PPA | Firm Capacity | 1 | 2033-04-01 | 0 | MW
0 | 0 | System | Generator | G GRAYCOUNTY | Wind PPA | Firm Capacity | 1 | 2033-07-01 | 0 | MW
0 | 0 | System | Generator | G GRAYCOUNTY | Wind PPA | Firm Capacity | 1 | 2033-10-01 | 0 | MW
G GRAYCOUNTY_Firm Capacity2034 | Wind PPA_Firm Capacity2034 | System | Generator | G GRAYCOUNTY | Wind PPA | Firm Capacity | 1 | 2034-01-01 | 0 | MW
0 | 0 | System | Generator | G GRAYCOUNTY | Wind PPA | Firm Capacity | 1 | 2034-04-01 | 0 | MW
0 | 0 | System | Generator | G GRAYCOUNTY | Wind PPA | Firm Capacity | 1 | 2034-07-01 | 0 | MW
0 | 0 | System | Generator | G GRAYCOUNTY | Wind PPA | Firm Capacity | 1 | 2034-10-01 | 0 | MW
G GRAYCOUNTY_Firm Capacity2035 | Wind PPA_Firm Capacity2035 | System | Generator | G GRAYCOUNTY | Wind PPA | Firm Capacity | 1 | 2035-01-01 | 0 | MW
0 | 0 | System | Generator | G GRAYCOUNTY | Wind PPA | Firm Capacity | 1 | 2035-04-01 | 0 | MW
0 | 0 | System | Generator | G GRAYCOUNTY | Wind PPA | Firm Capacity | 1 | 2035-07-01 | 0 | MW
0 | 0 | System | Generator | G GRAYCOUNTY | Wind PPA | Firm Capacity | 1 | 2035-10-01 | 0 | MW
G GRAYCOUNTY_Firm Capacity2036 | Wind PPA_Firm Capacity2036 | System | Generator | G GRAYCOUNTY | Wind PPA | Firm Capacity | 1 | 2036-01-01 | 0 | MW
0 | 0 | System | Generator | G GRAYCOUNTY | Wind PPA | Firm Capacity | 1 | 2036-04-01 | 0 | MW
0 | 0 | System | Generator | G GRAYCOUNTY | Wind PPA | Firm Capacity | 1 | 2036-07-01 | 0 | MW
0 | 0 | System | Generator | G GRAYCOUNTY | Wind PPA | Firm Capacity | 1 | 2036-10-01 | 0 | MW
G GRAYCOUNTY_Firm Capacity2037 | Wind PPA_Firm Capacity2037 | System | Generator | G GRAYCOUNTY | Wind PPA | Firm Capacity | 1 | 2037-01-01 | 0 | MW
0 | 0 | System | Generator | G GRAYCOUNTY | Wind PPA | Firm Capacity | 1 | 2037-04-01 | 0 | MW
0 | 0 | System | Generator | G GRAYCOUNTY | Wind PPA | Firm Capacity | 1 | 2037-07-01 | 0 | MW
0 | 0 | System | Generator | G GRAYCOUNTY | Wind PPA | Firm Capacity | 1 | 2037-10-01 | 0 | MW
G GRAYCOUNTY_Firm Capacity2038 | Wind PPA_Firm Capacity2038 | System | Generator | G GRAYCOUNTY | Wind PPA | Firm Capacity | 1 | 2038-01-01 | 0 | MW
0 | 0 | System | Generator | G GRAYCOUNTY | Wind PPA | Firm Capacity | 1 | 2038-04-01 | 0 | MW
0 | 0 | System | Generator | G GRAYCOUNTY | Wind PPA | Firm Capacity | 1 | 2038-07-01 | 0 | MW
0 | 0 | System | Generator | G GRAYCOUNTY | Wind PPA | Firm Capacity | 1 | 2038-10-01 | 0 | MW
G GRAYCOUNTY_Firm Capacity2039 | Wind PPA_Firm Capacity2039 | System | Generator | G GRAYCOUNTY | Wind PPA | Firm Capacity | 1 | 2039-01-01 | 0 | MW
0 | 0 | System | Generator | G GRAYCOUNTY | Wind PPA | Firm Capacity | 1 | 2039-04-01 | 0 | MW
0 | 0 | System | Generator | G GRAYCOUNTY | Wind PPA | Firm Capacity | 1 | 2039-07-01 | 0 | MW
0 | 0 | System | Generator | G GRAYCOUNTY | Wind PPA | Firm Capacity | 1 | 2039-10-01 | 0 | MW
G GRAYCOUNTY_Firm Capacity2040 | Wind PPA_Firm Capacity2040 | System | Generator | G GRAYCOUNTY | Wind PPA | Firm Capacity | 1 | 2040-01-01 | 0 | MW
0 | 0 | System | Generator | G GRAYCOUNTY | Wind PPA | Firm Capacity | 1 | 2040-04-01 | 0 | MW
0 | 0 | System | Generator | G GRAYCOUNTY | Wind PPA | Firm Capacity | 1 | 2040-07-01 | 0 | MW
0 | 0 | System | Generator | G GRAYCOUNTY | Wind PPA | Firm Capacity | 1 | 2040-10-01 | 0 | MW
G GRAYCOUNTY_Firm Capacity2041 | Wind PPA_Firm Capacity2041 | System | Generator | G GRAYCOUNTY | Wind PPA | Firm Capacity | 1 | 2041-01-01 | 0 | MW
0 | 0 | System | Generator | G GRAYCOUNTY | Wind PPA | Firm Capacity | 1 | 2041-04-01 | 0 | MW
0 | 0 | System | Generator | G GRAYCOUNTY | Wind PPA | Firm Capacity | 1 | 2041-07-01 | 0 | MW
0 | 0 | System | Generator | G GRAYCOUNTY | Wind PPA | Firm Capacity | 1 | 2041-10-01 | 0 | MW
G GRAYCOUNTY_Firm Capacity2042 | Wind PPA_Firm Capacity2042 | System | Generator | G GRAYCOUNTY | Wind PPA | Firm Capacity | 1 | 2042-01-01 | 0 | MW
0 | 0 | System | Generator | G GRAYCOUNTY | Wind PPA | Firm Capacity | 1 | 2042-04-01 | 0 | MW
0 | 0 | System | Generator | G GRAYCOUNTY | Wind PPA | Firm Capacity | 1 | 2042-07-01 | 0 | MW
0 | 0 | System | Generator | G GRAYCOUNTY | Wind PPA | Firm Capacity | 1 | 2042-10-01 | 0 | MW
G GRAYCOUNTY_Firm Capacity2043 | Wind PPA_Firm Capacity2043 | System | Generator | G GRAYCOUNTY | Wind PPA | Firm Capacity | 1 | 2043-01-01 | 0 | MW
0 | 0 | System | Generator | G GRAYCOUNTY | Wind PPA | Firm Capacity | 1 | 2043-04-01 | 0 | MW
0 | 0 | System | Generator | G GRAYCOUNTY | Wind PPA | Firm Capacity | 1 | 2043-07-01 | 0 | MW
0 | 0 | System | Generator | G GRAYCOUNTY | Wind PPA | Firm Capacity | 1 | 2043-10-01 | 0 | MW
G OSBORN_Firm Capacity2024 | Wind PPA_Firm Capacity2024 | System | Generator | G OSBORN | Wind PPA | Firm Capacity | 1 | 2024-01-01 | 17.34 | MW
0 | 0 | System | Generator | G OSBORN | Wind PPA | Firm Capacity | 1 | 2024-04-01 | 13.8 | MW
0 | 0 | System | Generator | G OSBORN | Wind PPA | Firm Capacity | 1 | 2024-07-01 | 13.8 | MW
0 | 0 | System | Generator | G OSBORN | Wind PPA | Firm Capacity | 1 | 2024-10-01 | 13.8 | MW
G OSBORN_Firm Capacity2025 | Wind PPA_Firm Capacity2025 | System | Generator | G OSBORN | Wind PPA | Firm Capacity | 1 | 2025-01-01 | 17.34 | MW
0 | 0 | System | Generator | G OSBORN | Wind PPA | Firm Capacity | 1 | 2025-04-01 | 13.8 | MW
0 | 0 | System | Generator | G OSBORN | Wind PPA | Firm Capacity | 1 | 2025-07-01 | 13.8 | MW
0 | 0 | System | Generator | G OSBORN | Wind PPA | Firm Capacity | 1 | 2025-10-01 | 13.8 | MW
G OSBORN_Firm Capacity2026 | Wind PPA_Firm Capacity2026 | System | Generator | G OSBORN | Wind PPA | Firm Capacity | 1 | 2026-01-01 | 18.09 | MW
0 | 0 | System | Generator | G OSBORN | Wind PPA | Firm Capacity | 1 | 2026-04-01 | 15.28 | MW
0 | 0 | System | Generator | G OSBORN | Wind PPA | Firm Capacity | 1 | 2026-07-01 | 15.28 | MW
0 | 0 | System | Generator | G OSBORN | Wind PPA | Firm Capacity | 1 | 2026-10-01 | 15.28 | MW
G OSBORN_Firm Capacity2027 | Wind PPA_Firm Capacity2027 | System | Generator | G OSBORN | Wind PPA | Firm Capacity | 1 | 2027-01-01 | 18.09 | MW
0 | 0 | System | Generator | G OSBORN | Wind PPA | Firm Capacity | 1 | 2027-04-01 | 15.28 | MW
0 | 0 | System | Generator | G OSBORN | Wind PPA | Firm Capacity | 1 | 2027-07-01 | 15.28 | MW
0 | 0 | System | Generator | G OSBORN | Wind PPA | Firm Capacity | 1 | 2027-10-01 | 15.28 | MW
G OSBORN_Firm Capacity2028 | Wind PPA_Firm Capacity2028 | System | Generator | G OSBORN | Wind PPA | Firm Capacity | 1 | 2028-01-01 | 18.09 | MW
0 | 0 | System | Generator | G OSBORN | Wind PPA | Firm Capacity | 1 | 2028-04-01 | 15.28 | MW
0 | 0 | System | Generator | G OSBORN | Wind PPA | Firm Capacity | 1 | 2028-07-01 | 15.28 | MW
0 | 0 | System | Generator | G OSBORN | Wind PPA | Firm Capacity | 1 | 2028-10-01 | 15.28 | MW
G OSBORN_Firm Capacity2029 | Wind PPA_Firm Capacity2029 | System | Generator | G OSBORN | Wind PPA | Firm Capacity | 1 | 2029-01-01 | 18.09 | MW
0 | 0 | System | Generator | G OSBORN | Wind PPA | Firm Capacity | 1 | 2029-04-01 | 15.28 | MW
0 | 0 | System | Generator | G OSBORN | Wind PPA | Firm Capacity | 1 | 2029-07-01 | 15.28 | MW
0 | 0 | System | Generator | G OSBORN | Wind PPA | Firm Capacity | 1 | 2029-10-01 | 15.28 | MW
G OSBORN_Firm Capacity2030 | Wind PPA_Firm Capacity2030 | System | Generator | G OSBORN | Wind PPA | Firm Capacity | 1 | 2030-01-01 | 18.09 | MW
0 | 0 | System | Generator | G OSBORN | Wind PPA | Firm Capacity | 1 | 2030-04-01 | 15.28 | MW
0 | 0 | System | Generator | G OSBORN | Wind PPA | Firm Capacity | 1 | 2030-07-01 | 15.28 | MW
0 | 0 | System | Generator | G OSBORN | Wind PPA | Firm Capacity | 1 | 2030-10-01 | 15.28 | MW
G OSBORN_Firm Capacity2031 | Wind PPA_Firm Capacity2031 | System | Generator | G OSBORN | Wind PPA | Firm Capacity | 1 | 2031-01-01 | 18.09 | MW
0 | 0 | System | Generator | G OSBORN | Wind PPA | Firm Capacity | 1 | 2031-04-01 | 15.28 | MW
0 | 0 | System | Generator | G OSBORN | Wind PPA | Firm Capacity | 1 | 2031-07-01 | 15.28 | MW
0 | 0 | System | Generator | G OSBORN | Wind PPA | Firm Capacity | 1 | 2031-10-01 | 15.28 | MW
G OSBORN_Firm Capacity2032 | Wind PPA_Firm Capacity2032 | System | Generator | G OSBORN | Wind PPA | Firm Capacity | 1 | 2032-01-01 | 18.09 | MW
0 | 0 | System | Generator | G OSBORN | Wind PPA | Firm Capacity | 1 | 2032-04-01 | 15.28 | MW
0 | 0 | System | Generator | G OSBORN | Wind PPA | Firm Capacity | 1 | 2032-07-01 | 15.28 | MW
0 | 0 | System | Generator | G OSBORN | Wind PPA | Firm Capacity | 1 | 2032-10-01 | 15.28 | MW
G OSBORN_Firm Capacity2033 | Wind PPA_Firm Capacity2033 | System | Generator | G OSBORN | Wind PPA | Firm Capacity | 1 | 2033-01-01 | 18.09 | MW
0 | 0 | System | Generator | G OSBORN | Wind PPA | Firm Capacity | 1 | 2033-04-01 | 15.28 | MW
0 | 0 | System | Generator | G OSBORN | Wind PPA | Firm Capacity | 1 | 2033-07-01 | 15.28 | MW
0 | 0 | System | Generator | G OSBORN | Wind PPA | Firm Capacity | 1 | 2033-10-01 | 15.28 | MW
G OSBORN_Firm Capacity2034 | Wind PPA_Firm Capacity2034 | System | Generator | G OSBORN | Wind PPA | Firm Capacity | 1 | 2034-01-01 | 18.09 | MW
0 | 0 | System | Generator | G OSBORN | Wind PPA | Firm Capacity | 1 | 2034-04-01 | 15.28 | MW
0 | 0 | System | Generator | G OSBORN | Wind PPA | Firm Capacity | 1 | 2034-07-01 | 15.28 | MW
0 | 0 | System | Generator | G OSBORN | Wind PPA | Firm Capacity | 1 | 2034-10-01 | 15.28 | MW
G OSBORN_Firm Capacity2035 | Wind PPA_Firm Capacity2035 | System | Generator | G OSBORN | Wind PPA | Firm Capacity | 1 | 2035-01-01 | 18.09 | MW
0 | 0 | System | Generator | G OSBORN | Wind PPA | Firm Capacity | 1 | 2035-04-01 | 15.28 | MW
0 | 0 | System | Generator | G OSBORN | Wind PPA | Firm Capacity | 1 | 2035-07-01 | 15.28 | MW
0 | 0 | System | Generator | G OSBORN | Wind PPA | Firm Capacity | 1 | 2035-10-01 | 15.28 | MW
G OSBORN_Firm Capacity2036 | Wind PPA_Firm Capacity2036 | System | Generator | G OSBORN | Wind PPA | Firm Capacity | 1 | 2036-01-01 | 18.09 | MW
0 | 0 | System | Generator | G OSBORN | Wind PPA | Firm Capacity | 1 | 2036-04-01 | 15.28 | MW
0 | 0 | System | Generator | G OSBORN | Wind PPA | Firm Capacity | 1 | 2036-07-01 | 15.28 | MW
0 | 0 | System | Generator | G OSBORN | Wind PPA | Firm Capacity | 1 | 2036-10-01 | 6.9006 | MW
G OSBORN_Firm Capacity2037 | Wind PPA_Firm Capacity2037 | System | Generator | G OSBORN | Wind PPA | Firm Capacity | 1 | 2037-01-01 | 0 | MW
0 | 0 | System | Generator | G OSBORN | Wind PPA | Firm Capacity | 1 | 2037-04-01 | 0 | MW
0 | 0 | System | Generator | G OSBORN | Wind PPA | Firm Capacity | 1 | 2037-07-01 | 0 | MW
0 | 0 | System | Generator | G OSBORN | Wind PPA | Firm Capacity | 1 | 2037-10-01 | 0 | MW
G OSBORN_Firm Capacity2038 | Wind PPA_Firm Capacity2038 | System | Generator | G OSBORN | Wind PPA | Firm Capacity | 1 | 2038-01-01 | 0 | MW
0 | 0 | System | Generator | G OSBORN | Wind PPA | Firm Capacity | 1 | 2038-04-01 | 0 | MW
0 | 0 | System | Generator | G OSBORN | Wind PPA | Firm Capacity | 1 | 2038-07-01 | 0 | MW
0 | 0 | System | Generator | G OSBORN | Wind PPA | Firm Capacity | 1 | 2038-10-01 | 0 | MW
G OSBORN_Firm Capacity2039 | Wind PPA_Firm Capacity2039 | System | Generator | G OSBORN | Wind PPA | Firm Capacity | 1 | 2039-01-01 | 0 | MW
0 | 0 | System | Generator | G OSBORN | Wind PPA | Firm Capacity | 1 | 2039-04-01 | 0 | MW
0 | 0 | System | Generator | G OSBORN | Wind PPA | Firm Capacity | 1 | 2039-07-01 | 0 | MW
0 | 0 | System | Generator | G OSBORN | Wind PPA | Firm Capacity | 1 | 2039-10-01 | 0 | MW
G OSBORN_Firm Capacity2040 | Wind PPA_Firm Capacity2040 | System | Generator | G OSBORN | Wind PPA | Firm Capacity | 1 | 2040-01-01 | 0 | MW
0 | 0 | System | Generator | G OSBORN | Wind PPA | Firm Capacity | 1 | 2040-04-01 | 0 | MW
0 | 0 | System | Generator | G OSBORN | Wind PPA | Firm Capacity | 1 | 2040-07-01 | 0 | MW
0 | 0 | System | Generator | G OSBORN | Wind PPA | Firm Capacity | 1 | 2040-10-01 | 0 | MW
G OSBORN_Firm Capacity2041 | Wind PPA_Firm Capacity2041 | System | Generator | G OSBORN | Wind PPA | Firm Capacity | 1 | 2041-01-01 | 0 | MW
0 | 0 | System | Generator | G OSBORN | Wind PPA | Firm Capacity | 1 | 2041-04-01 | 0 | MW
0 | 0 | System | Generator | G OSBORN | Wind PPA | Firm Capacity | 1 | 2041-07-01 | 0 | MW
0 | 0 | System | Generator | G OSBORN | Wind PPA | Firm Capacity | 1 | 2041-10-01 | 0 | MW
G OSBORN_Firm Capacity2042 | Wind PPA_Firm Capacity2042 | System | Generator | G OSBORN | Wind PPA | Firm Capacity | 1 | 2042-01-01 | 0 | MW
0 | 0 | System | Generator | G OSBORN | Wind PPA | Firm Capacity | 1 | 2042-04-01 | 0 | MW
0 | 0 | System | Generator | G OSBORN | Wind PPA | Firm Capacity | 1 | 2042-07-01 | 0 | MW
0 | 0 | System | Generator | G OSBORN | Wind PPA | Firm Capacity | 1 | 2042-10-01 | 0 | MW
G OSBORN_Firm Capacity2043 | Wind PPA_Firm Capacity2043 | System | Generator | G OSBORN | Wind PPA | Firm Capacity | 1 | 2043-01-01 | 0 | MW
0 | 0 | System | Generator | G OSBORN | Wind PPA | Firm Capacity | 1 | 2043-04-01 | 0 | MW
0 | 0 | System | Generator | G OSBORN | Wind PPA | Firm Capacity | 1 | 2043-07-01 | 0 | MW
0 | 0 | System | Generator | G OSBORN | Wind PPA | Firm Capacity | 1 | 2043-10-01 | 0 | MW
G PRAIRIEQUEEN_Firm Capacity2024 | Wind PPA_Firm Capacity2024 | System | Generator | G PRAIRIEQUEEN | Wind PPA | Firm Capacity | 1 | 2024-01-01 | 14.85 | MW
0 | 0 | System | Generator | G PRAIRIEQUEEN | Wind PPA | Firm Capacity | 1 | 2024-04-01 | 31.76 | MW
0 | 0 | System | Generator | G PRAIRIEQUEEN | Wind PPA | Firm Capacity | 1 | 2024-07-01 | 31.76 | MW
0 | 0 | System | Generator | G PRAIRIEQUEEN | Wind PPA | Firm Capacity | 1 | 2024-10-01 | 31.76 | MW
G PRAIRIEQUEEN_Firm Capacity2025 | Wind PPA_Firm Capacity2025 | System | Generator | G PRAIRIEQUEEN | Wind PPA | Firm Capacity | 1 | 2025-01-01 | 14.85 | MW
0 | 0 | System | Generator | G PRAIRIEQUEEN | Wind PPA | Firm Capacity | 1 | 2025-04-01 | 31.76 | MW
0 | 0 | System | Generator | G PRAIRIEQUEEN | Wind PPA | Firm Capacity | 1 | 2025-07-01 | 31.76 | MW
0 | 0 | System | Generator | G PRAIRIEQUEEN | Wind PPA | Firm Capacity | 1 | 2025-10-01 | 31.76 | MW
G PRAIRIEQUEEN_Firm Capacity2026 | Wind PPA_Firm Capacity2026 | System | Generator | G PRAIRIEQUEEN | Wind PPA | Firm Capacity | 1 | 2026-01-01 | 20.31 | MW
0 | 0 | System | Generator | G PRAIRIEQUEEN | Wind PPA | Firm Capacity | 1 | 2026-04-01 | 23.39 | MW
0 | 0 | System | Generator | G PRAIRIEQUEEN | Wind PPA | Firm Capacity | 1 | 2026-07-01 | 23.39 | MW
0 | 0 | System | Generator | G PRAIRIEQUEEN | Wind PPA | Firm Capacity | 1 | 2026-10-01 | 23.39 | MW
G PRAIRIEQUEEN_Firm Capacity2027 | Wind PPA_Firm Capacity2027 | System | Generator | G PRAIRIEQUEEN | Wind PPA | Firm Capacity | 1 | 2027-01-01 | 20.31 | MW
0 | 0 | System | Generator | G PRAIRIEQUEEN | Wind PPA | Firm Capacity | 1 | 2027-04-01 | 23.39 | MW
0 | 0 | System | Generator | G PRAIRIEQUEEN | Wind PPA | Firm Capacity | 1 | 2027-07-01 | 23.39 | MW
0 | 0 | System | Generator | G PRAIRIEQUEEN | Wind PPA | Firm Capacity | 1 | 2027-10-01 | 23.39 | MW
G PRAIRIEQUEEN_Firm Capacity2028 | Wind PPA_Firm Capacity2028 | System | Generator | G PRAIRIEQUEEN | Wind PPA | Firm Capacity | 1 | 2028-01-01 | 20.31 | MW
0 | 0 | System | Generator | G PRAIRIEQUEEN | Wind PPA | Firm Capacity | 1 | 2028-04-01 | 23.39 | MW
0 | 0 | System | Generator | G PRAIRIEQUEEN | Wind PPA | Firm Capacity | 1 | 2028-07-01 | 23.39 | MW
0 | 0 | System | Generator | G PRAIRIEQUEEN | Wind PPA | Firm Capacity | 1 | 2028-10-01 | 23.39 | MW
G PRAIRIEQUEEN_Firm Capacity2029 | Wind PPA_Firm Capacity2029 | System | Generator | G PRAIRIEQUEEN | Wind PPA | Firm Capacity | 1 | 2029-01-01 | 20.31 | MW
0 | 0 | System | Generator | G PRAIRIEQUEEN | Wind PPA | Firm Capacity | 1 | 2029-04-01 | 23.39 | MW
0 | 0 | System | Generator | G PRAIRIEQUEEN | Wind PPA | Firm Capacity | 1 | 2029-07-01 | 23.39 | MW
0 | 0 | System | Generator | G PRAIRIEQUEEN | Wind PPA | Firm Capacity | 1 | 2029-10-01 | 23.39 | MW
G PRAIRIEQUEEN_Firm Capacity2030 | Wind PPA_Firm Capacity2030 | System | Generator | G PRAIRIEQUEEN | Wind PPA | Firm Capacity | 1 | 2030-01-01 | 20.31 | MW
0 | 0 | System | Generator | G PRAIRIEQUEEN | Wind PPA | Firm Capacity | 1 | 2030-04-01 | 23.39 | MW
0 | 0 | System | Generator | G PRAIRIEQUEEN | Wind PPA | Firm Capacity | 1 | 2030-07-01 | 23.39 | MW
0 | 0 | System | Generator | G PRAIRIEQUEEN | Wind PPA | Firm Capacity | 1 | 2030-10-01 | 23.39 | MW
G PRAIRIEQUEEN_Firm Capacity2031 | Wind PPA_Firm Capacity2031 | System | Generator | G PRAIRIEQUEEN | Wind PPA | Firm Capacity | 1 | 2031-01-01 | 20.31 | MW
0 | 0 | System | Generator | G PRAIRIEQUEEN | Wind PPA | Firm Capacity | 1 | 2031-04-01 | 23.39 | MW
0 | 0 | System | Generator | G PRAIRIEQUEEN | Wind PPA | Firm Capacity | 1 | 2031-07-01 | 23.39 | MW
0 | 0 | System | Generator | G PRAIRIEQUEEN | Wind PPA | Firm Capacity | 1 | 2031-10-01 | 23.39 | MW
G PRAIRIEQUEEN_Firm Capacity2032 | Wind PPA_Firm Capacity2032 | System | Generator | G PRAIRIEQUEEN | Wind PPA | Firm Capacity | 1 | 2032-01-01 | 20.31 | MW
0 | 0 | System | Generator | G PRAIRIEQUEEN | Wind PPA | Firm Capacity | 1 | 2032-04-01 | 23.39 | MW
0 | 0 | System | Generator | G PRAIRIEQUEEN | Wind PPA | Firm Capacity | 1 | 2032-07-01 | 23.39 | MW
0 | 0 | System | Generator | G PRAIRIEQUEEN | Wind PPA | Firm Capacity | 1 | 2032-10-01 | 23.39 | MW
G PRAIRIEQUEEN_Firm Capacity2033 | Wind PPA_Firm Capacity2033 | System | Generator | G PRAIRIEQUEEN | Wind PPA | Firm Capacity | 1 | 2033-01-01 | 20.31 | MW
0 | 0 | System | Generator | G PRAIRIEQUEEN | Wind PPA | Firm Capacity | 1 | 2033-04-01 | 23.39 | MW
0 | 0 | System | Generator | G PRAIRIEQUEEN | Wind PPA | Firm Capacity | 1 | 2033-07-01 | 23.39 | MW
0 | 0 | System | Generator | G PRAIRIEQUEEN | Wind PPA | Firm Capacity | 1 | 2033-10-01 | 23.39 | MW
G PRAIRIEQUEEN_Firm Capacity2034 | Wind PPA_Firm Capacity2034 | System | Generator | G PRAIRIEQUEEN | Wind PPA | Firm Capacity | 1 | 2034-01-01 | 20.31 | MW
0 | 0 | System | Generator | G PRAIRIEQUEEN | Wind PPA | Firm Capacity | 1 | 2034-04-01 | 23.39 | MW
0 | 0 | System | Generator | G PRAIRIEQUEEN | Wind PPA | Firm Capacity | 1 | 2034-07-01 | 23.39 | MW
0 | 0 | System | Generator | G PRAIRIEQUEEN | Wind PPA | Firm Capacity | 1 | 2034-10-01 | 23.39 | MW
G PRAIRIEQUEEN_Firm Capacity2035 | Wind PPA_Firm Capacity2035 | System | Generator | G PRAIRIEQUEEN | Wind PPA | Firm Capacity | 1 | 2035-01-01 | 20.31 | MW
0 | 0 | System | Generator | G PRAIRIEQUEEN | Wind PPA | Firm Capacity | 1 | 2035-04-01 | 23.39 | MW
0 | 0 | System | Generator | G PRAIRIEQUEEN | Wind PPA | Firm Capacity | 1 | 2035-07-01 | 23.39 | MW
0 | 0 | System | Generator | G PRAIRIEQUEEN | Wind PPA | Firm Capacity | 1 | 2035-10-01 | 23.39 | MW
G PRAIRIEQUEEN_Firm Capacity2036 | Wind PPA_Firm Capacity2036 | System | Generator | G PRAIRIEQUEEN | Wind PPA | Firm Capacity | 1 | 2036-01-01 | 20.31 | MW
0 | 0 | System | Generator | G PRAIRIEQUEEN | Wind PPA | Firm Capacity | 1 | 2036-04-01 | 23.39 | MW
0 | 0 | System | Generator | G PRAIRIEQUEEN | Wind PPA | Firm Capacity | 1 | 2036-07-01 | 23.39 | MW
0 | 0 | System | Generator | G PRAIRIEQUEEN | Wind PPA | Firm Capacity | 1 | 2036-10-01 | 23.39 | MW
G PRAIRIEQUEEN_Firm Capacity2037 | Wind PPA_Firm Capacity2037 | System | Generator | G PRAIRIEQUEEN | Wind PPA | Firm Capacity | 1 | 2037-01-01 | 20.31 | MW
0 | 0 | System | Generator | G PRAIRIEQUEEN | Wind PPA | Firm Capacity | 1 | 2037-04-01 | 23.39 | MW
0 | 0 | System | Generator | G PRAIRIEQUEEN | Wind PPA | Firm Capacity | 1 | 2037-07-01 | 23.39 | MW
0 | 0 | System | Generator | G PRAIRIEQUEEN | Wind PPA | Firm Capacity | 1 | 2037-10-01 | 23.39 | MW
G PRAIRIEQUEEN_Firm Capacity2038 | Wind PPA_Firm Capacity2038 | System | Generator | G PRAIRIEQUEEN | Wind PPA | Firm Capacity | 1 | 2038-01-01 | 20.31 | MW
0 | 0 | System | Generator | G PRAIRIEQUEEN | Wind PPA | Firm Capacity | 1 | 2038-04-01 | 23.39 | MW
0 | 0 | System | Generator | G PRAIRIEQUEEN | Wind PPA | Firm Capacity | 1 | 2038-07-01 | 23.39 | MW
0 | 0 | System | Generator | G PRAIRIEQUEEN | Wind PPA | Firm Capacity | 1 | 2038-10-01 | 23.39 | MW
G PRAIRIEQUEEN_Firm Capacity2039 | Wind PPA_Firm Capacity2039 | System | Generator | G PRAIRIEQUEEN | Wind PPA | Firm Capacity | 1 | 2039-01-01 | 20.31 | MW
0 | 0 | System | Generator | G PRAIRIEQUEEN | Wind PPA | Firm Capacity | 1 | 2039-04-01 | 23.39 | MW
0 | 0 | System | Generator | G PRAIRIEQUEEN | Wind PPA | Firm Capacity | 1 | 2039-07-01 | 23.39 | MW
0 | 0 | System | Generator | G PRAIRIEQUEEN | Wind PPA | Firm Capacity | 1 | 2039-10-01 | 0 | MW
G PRAIRIEQUEEN_Firm Capacity2040 | Wind PPA_Firm Capacity2040 | System | Generator | G PRAIRIEQUEEN | Wind PPA | Firm Capacity | 1 | 2040-01-01 | 0 | MW
0 | 0 | System | Generator | G PRAIRIEQUEEN | Wind PPA | Firm Capacity | 1 | 2040-04-01 | 0 | MW
0 | 0 | System | Generator | G PRAIRIEQUEEN | Wind PPA | Firm Capacity | 1 | 2040-07-01 | 0 | MW
0 | 0 | System | Generator | G PRAIRIEQUEEN | Wind PPA | Firm Capacity | 1 | 2040-10-01 | 0 | MW
G PRAIRIEQUEEN_Firm Capacity2041 | Wind PPA_Firm Capacity2041 | System | Generator | G PRAIRIEQUEEN | Wind PPA | Firm Capacity | 1 | 2041-01-01 | 0 | MW
0 | 0 | System | Generator | G PRAIRIEQUEEN | Wind PPA | Firm Capacity | 1 | 2041-04-01 | 0 | MW
0 | 0 | System | Generator | G PRAIRIEQUEEN | Wind PPA | Firm Capacity | 1 | 2041-07-01 | 0 | MW
0 | 0 | System | Generator | G PRAIRIEQUEEN | Wind PPA | Firm Capacity | 1 | 2041-10-01 | 0 | MW
G PRAIRIEQUEEN_Firm Capacity2042 | Wind PPA_Firm Capacity2042 | System | Generator | G PRAIRIEQUEEN | Wind PPA | Firm Capacity | 1 | 2042-01-01 | 0 | MW
0 | 0 | System | Generator | G PRAIRIEQUEEN | Wind PPA | Firm Capacity | 1 | 2042-04-01 | 0 | MW
0 | 0 | System | Generator | G PRAIRIEQUEEN | Wind PPA | Firm Capacity | 1 | 2042-07-01 | 0 | MW
0 | 0 | System | Generator | G PRAIRIEQUEEN | Wind PPA | Firm Capacity | 1 | 2042-10-01 | 0 | MW
G PRAIRIEQUEEN_Firm Capacity2043 | Wind PPA_Firm Capacity2043 | System | Generator | G PRAIRIEQUEEN | Wind PPA | Firm Capacity | 1 | 2043-01-01 | 0 | MW
0 | 0 | System | Generator | G PRAIRIEQUEEN | Wind PPA | Firm Capacity | 1 | 2043-04-01 | 0 | MW
0 | 0 | System | Generator | G PRAIRIEQUEEN | Wind PPA | Firm Capacity | 1 | 2043-07-01 | 0 | MW
0 | 0 | System | Generator | G PRAIRIEQUEEN | Wind PPA | Firm Capacity | 1 | 2043-10-01 | 0 | MW
G PRATT_Firm Capacity2024 | Wind PPA_Firm Capacity2024 | System | Generator | G PRATT | Wind PPA | Firm Capacity | 1 | 2024-01-01 | 10.79 | MW
0 | 0 | System | Generator | G PRATT | Wind PPA | Firm Capacity | 1 | 2024-04-01 | 85.22 | MW
0 | 0 | System | Generator | G PRATT | Wind PPA | Firm Capacity | 1 | 2024-07-01 | 85.22 | MW
0 | 0 | System | Generator | G PRATT | Wind PPA | Firm Capacity | 1 | 2024-10-01 | 85.22 | MW
G PRATT_Firm Capacity2025 | Wind PPA_Firm Capacity2025 | System | Generator | G PRATT | Wind PPA | Firm Capacity | 1 | 2025-01-01 | 10.79 | MW
0 | 0 | System | Generator | G PRATT | Wind PPA | Firm Capacity | 1 | 2025-04-01 | 85.22 | MW
0 | 0 | System | Generator | G PRATT | Wind PPA | Firm Capacity | 1 | 2025-07-01 | 85.22 | MW
0 | 0 | System | Generator | G PRATT | Wind PPA | Firm Capacity | 1 | 2025-10-01 | 85.22 | MW
G PRATT_Firm Capacity2026 | Wind PPA_Firm Capacity2026 | System | Generator | G PRATT | Wind PPA | Firm Capacity | 1 | 2026-01-01 | 32.99 | MW
0 | 0 | System | Generator | G PRATT | Wind PPA | Firm Capacity | 1 | 2026-04-01 | 39.81 | MW
0 | 0 | System | Generator | G PRATT | Wind PPA | Firm Capacity | 1 | 2026-07-01 | 39.81 | MW
0 | 0 | System | Generator | G PRATT | Wind PPA | Firm Capacity | 1 | 2026-10-01 | 39.81 | MW
G PRATT_Firm Capacity2027 | Wind PPA_Firm Capacity2027 | System | Generator | G PRATT | Wind PPA | Firm Capacity | 1 | 2027-01-01 | 32.99 | MW
0 | 0 | System | Generator | G PRATT | Wind PPA | Firm Capacity | 1 | 2027-04-01 | 39.81 | MW
0 | 0 | System | Generator | G PRATT | Wind PPA | Firm Capacity | 1 | 2027-07-01 | 39.81 | MW
0 | 0 | System | Generator | G PRATT | Wind PPA | Firm Capacity | 1 | 2027-10-01 | 39.81 | MW
G PRATT_Firm Capacity2028 | Wind PPA_Firm Capacity2028 | System | Generator | G PRATT | Wind PPA | Firm Capacity | 1 | 2028-01-01 | 32.99 | MW
0 | 0 | System | Generator | G PRATT | Wind PPA | Firm Capacity | 1 | 2028-04-01 | 39.81 | MW
0 | 0 | System | Generator | G PRATT | Wind PPA | Firm Capacity | 1 | 2028-07-01 | 39.81 | MW
0 | 0 | System | Generator | G PRATT | Wind PPA | Firm Capacity | 1 | 2028-10-01 | 39.81 | MW
G PRATT_Firm Capacity2029 | Wind PPA_Firm Capacity2029 | System | Generator | G PRATT | Wind PPA | Firm Capacity | 1 | 2029-01-01 | 32.99 | MW
0 | 0 | System | Generator | G PRATT | Wind PPA | Firm Capacity | 1 | 2029-04-01 | 39.81 | MW
0 | 0 | System | Generator | G PRATT | Wind PPA | Firm Capacity | 1 | 2029-07-01 | 39.81 | MW
0 | 0 | System | Generator | G PRATT | Wind PPA | Firm Capacity | 1 | 2029-10-01 | 39.81 | MW
G PRATT_Firm Capacity2030 | Wind PPA_Firm Capacity2030 | System | Generator | G PRATT | Wind PPA | Firm Capacity | 1 | 2030-01-01 | 32.99 | MW
0 | 0 | System | Generator | G PRATT | Wind PPA | Firm Capacity | 1 | 2030-04-01 | 39.81 | MW
0 | 0 | System | Generator | G PRATT | Wind PPA | Firm Capacity | 1 | 2030-07-01 | 39.81 | MW
0 | 0 | System | Generator | G PRATT | Wind PPA | Firm Capacity | 1 | 2030-10-01 | 39.81 | MW
G PRATT_Firm Capacity2031 | Wind PPA_Firm Capacity2031 | System | Generator | G PRATT | Wind PPA | Firm Capacity | 1 | 2031-01-01 | 32.99 | MW
0 | 0 | System | Generator | G PRATT | Wind PPA | Firm Capacity | 1 | 2031-04-01 | 39.81 | MW
0 | 0 | System | Generator | G PRATT | Wind PPA | Firm Capacity | 1 | 2031-07-01 | 39.81 | MW
0 | 0 | System | Generator | G PRATT | Wind PPA | Firm Capacity | 1 | 2031-10-01 | 39.81 | MW
G PRATT_Firm Capacity2032 | Wind PPA_Firm Capacity2032 | System | Generator | G PRATT | Wind PPA | Firm Capacity | 1 | 2032-01-01 | 32.99 | MW
0 | 0 | System | Generator | G PRATT | Wind PPA | Firm Capacity | 1 | 2032-04-01 | 39.81 | MW
0 | 0 | System | Generator | G PRATT | Wind PPA | Firm Capacity | 1 | 2032-07-01 | 39.81 | MW
0 | 0 | System | Generator | G PRATT | Wind PPA | Firm Capacity | 1 | 2032-10-01 | 39.81 | MW
G PRATT_Firm Capacity2033 | Wind PPA_Firm Capacity2033 | System | Generator | G PRATT | Wind PPA | Firm Capacity | 1 | 2033-01-01 | 32.99 | MW
0 | 0 | System | Generator | G PRATT | Wind PPA | Firm Capacity | 1 | 2033-04-01 | 39.81 | MW
0 | 0 | System | Generator | G PRATT | Wind PPA | Firm Capacity | 1 | 2033-07-01 | 39.81 | MW
0 | 0 | System | Generator | G PRATT | Wind PPA | Firm Capacity | 1 | 2033-10-01 | 39.81 | MW
G PRATT_Firm Capacity2034 | Wind PPA_Firm Capacity2034 | System | Generator | G PRATT | Wind PPA | Firm Capacity | 1 | 2034-01-01 | 32.99 | MW
0 | 0 | System | Generator | G PRATT | Wind PPA | Firm Capacity | 1 | 2034-04-01 | 39.81 | MW
0 | 0 | System | Generator | G PRATT | Wind PPA | Firm Capacity | 1 | 2034-07-01 | 39.81 | MW
0 | 0 | System | Generator | G PRATT | Wind PPA | Firm Capacity | 1 | 2034-10-01 | 39.81 | MW
G PRATT_Firm Capacity2035 | Wind PPA_Firm Capacity2035 | System | Generator | G PRATT | Wind PPA | Firm Capacity | 1 | 2035-01-01 | 32.99 | MW
0 | 0 | System | Generator | G PRATT | Wind PPA | Firm Capacity | 1 | 2035-04-01 | 39.81 | MW
0 | 0 | System | Generator | G PRATT | Wind PPA | Firm Capacity | 1 | 2035-07-01 | 39.81 | MW
0 | 0 | System | Generator | G PRATT | Wind PPA | Firm Capacity | 1 | 2035-10-01 | 39.81 | MW
G PRATT_Firm Capacity2036 | Wind PPA_Firm Capacity2036 | System | Generator | G PRATT | Wind PPA | Firm Capacity | 1 | 2036-01-01 | 32.99 | MW
0 | 0 | System | Generator | G PRATT | Wind PPA | Firm Capacity | 1 | 2036-04-01 | 39.81 | MW
0 | 0 | System | Generator | G PRATT | Wind PPA | Firm Capacity | 1 | 2036-07-01 | 39.81 | MW
0 | 0 | System | Generator | G PRATT | Wind PPA | Firm Capacity | 1 | 2036-10-01 | 39.81 | MW
G PRATT_Firm Capacity2037 | Wind PPA_Firm Capacity2037 | System | Generator | G PRATT | Wind PPA | Firm Capacity | 1 | 2037-01-01 | 32.99 | MW
0 | 0 | System | Generator | G PRATT | Wind PPA | Firm Capacity | 1 | 2037-04-01 | 39.81 | MW
0 | 0 | System | Generator | G PRATT | Wind PPA | Firm Capacity | 1 | 2037-07-01 | 39.81 | MW
0 | 0 | System | Generator | G PRATT | Wind PPA | Firm Capacity | 1 | 2037-10-01 | 39.81 | MW
G PRATT_Firm Capacity2038 | Wind PPA_Firm Capacity2038 | System | Generator | G PRATT | Wind PPA | Firm Capacity | 1 | 2038-01-01 | 32.99 | MW
0 | 0 | System | Generator | G PRATT | Wind PPA | Firm Capacity | 1 | 2038-04-01 | 39.81 | MW
0 | 0 | System | Generator | G PRATT | Wind PPA | Firm Capacity | 1 | 2038-07-01 | 39.81 | MW
0 | 0 | System | Generator | G PRATT | Wind PPA | Firm Capacity | 1 | 2038-10-01 | 39.81 | MW
G PRATT_Firm Capacity2039 | Wind PPA_Firm Capacity2039 | System | Generator | G PRATT | Wind PPA | Firm Capacity | 1 | 2039-01-01 | 32.99 | MW
0 | 0 | System | Generator | G PRATT | Wind PPA | Firm Capacity | 1 | 2039-04-01 | 39.81 | MW
0 | 0 | System | Generator | G PRATT | Wind PPA | Firm Capacity | 1 | 2039-07-01 | 39.81 | MW
0 | 0 | System | Generator | G PRATT | Wind PPA | Firm Capacity | 1 | 2039-10-01 | 39.81 | MW
G PRATT_Firm Capacity2040 | Wind PPA_Firm Capacity2040 | System | Generator | G PRATT | Wind PPA | Firm Capacity | 1 | 2040-01-01 | 32.99 | MW
0 | 0 | System | Generator | G PRATT | Wind PPA | Firm Capacity | 1 | 2040-04-01 | 39.81 | MW
0 | 0 | System | Generator | G PRATT | Wind PPA | Firm Capacity | 1 | 2040-07-01 | 39.81 | MW
0 | 0 | System | Generator | G PRATT | Wind PPA | Firm Capacity | 1 | 2040-10-01 | 39.81 | MW
G PRATT_Firm Capacity2041 | Wind PPA_Firm Capacity2041 | System | Generator | G PRATT | Wind PPA | Firm Capacity | 1 | 2041-01-01 | 32.99 | MW
0 | 0 | System | Generator | G PRATT | Wind PPA | Firm Capacity | 1 | 2041-04-01 | 39.81 | MW
0 | 0 | System | Generator | G PRATT | Wind PPA | Firm Capacity | 1 | 2041-07-01 | 39.81 | MW
0 | 0 | System | Generator | G PRATT | Wind PPA | Firm Capacity | 1 | 2041-10-01 | 39.81 | MW
G PRATT_Firm Capacity2042 | Wind PPA_Firm Capacity2042 | System | Generator | G PRATT | Wind PPA | Firm Capacity | 1 | 2042-01-01 | 32.99 | MW
0 | 0 | System | Generator | G PRATT | Wind PPA | Firm Capacity | 1 | 2042-04-01 | 39.81 | MW
0 | 0 | System | Generator | G PRATT | Wind PPA | Firm Capacity | 1 | 2042-07-01 | 39.81 | MW
0 | 0 | System | Generator | G PRATT | Wind PPA | Firm Capacity | 1 | 2042-10-01 | 39.81 | MW
G PRATT_Firm Capacity2043 | Wind PPA_Firm Capacity2043 | System | Generator | G PRATT | Wind PPA | Firm Capacity | 1 | 2043-01-01 | 32.99 | MW
0 | 0 | System | Generator | G PRATT | Wind PPA | Firm Capacity | 1 | 2043-04-01 | 39.81 | MW
0 | 0 | System | Generator | G PRATT | Wind PPA | Firm Capacity | 1 | 2043-07-01 | 39.81 | MW
0 | 0 | System | Generator | G PRATT | Wind PPA | Firm Capacity | 1 | 2043-10-01 | 39.81 | MW
G ROCKCREEK_Firm Capacity2024 | Wind PPA_Firm Capacity2024 | System | Generator | G ROCKCREEK | Wind PPA | Firm Capacity | 1 | 2024-01-01 | 20.16 | MW
0 | 0 | System | Generator | G ROCKCREEK | Wind PPA | Firm Capacity | 1 | 2024-04-01 | 20.69 | MW
0 | 0 | System | Generator | G ROCKCREEK | Wind PPA | Firm Capacity | 1 | 2024-07-01 | 20.69 | MW
0 | 0 | System | Generator | G ROCKCREEK | Wind PPA | Firm Capacity | 1 | 2024-10-01 | 20.69 | MW
G ROCKCREEK_Firm Capacity2025 | Wind PPA_Firm Capacity2025 | System | Generator | G ROCKCREEK | Wind PPA | Firm Capacity | 1 | 2025-01-01 | 20.16 | MW
0 | 0 | System | Generator | G ROCKCREEK | Wind PPA | Firm Capacity | 1 | 2025-04-01 | 20.69 | MW
0 | 0 | System | Generator | G ROCKCREEK | Wind PPA | Firm Capacity | 1 | 2025-07-01 | 20.69 | MW
0 | 0 | System | Generator | G ROCKCREEK | Wind PPA | Firm Capacity | 1 | 2025-10-01 | 20.69 | MW
G ROCKCREEK_Firm Capacity2026 | Wind PPA_Firm Capacity2026 | System | Generator | G ROCKCREEK | Wind PPA | Firm Capacity | 1 | 2026-01-01 | 33.71 | MW
0 | 0 | System | Generator | G ROCKCREEK | Wind PPA | Firm Capacity | 1 | 2026-04-01 | 26.72 | MW
0 | 0 | System | Generator | G ROCKCREEK | Wind PPA | Firm Capacity | 1 | 2026-07-01 | 26.72 | MW
0 | 0 | System | Generator | G ROCKCREEK | Wind PPA | Firm Capacity | 1 | 2026-10-01 | 26.72 | MW
G ROCKCREEK_Firm Capacity2027 | Wind PPA_Firm Capacity2027 | System | Generator | G ROCKCREEK | Wind PPA | Firm Capacity | 1 | 2027-01-01 | 33.71 | MW
0 | 0 | System | Generator | G ROCKCREEK | Wind PPA | Firm Capacity | 1 | 2027-04-01 | 26.72 | MW
0 | 0 | System | Generator | G ROCKCREEK | Wind PPA | Firm Capacity | 1 | 2027-07-01 | 26.72 | MW
0 | 0 | System | Generator | G ROCKCREEK | Wind PPA | Firm Capacity | 1 | 2027-10-01 | 26.72 | MW
G ROCKCREEK_Firm Capacity2028 | Wind PPA_Firm Capacity2028 | System | Generator | G ROCKCREEK | Wind PPA | Firm Capacity | 1 | 2028-01-01 | 33.71 | MW
0 | 0 | System | Generator | G ROCKCREEK | Wind PPA | Firm Capacity | 1 | 2028-04-01 | 26.72 | MW
0 | 0 | System | Generator | G ROCKCREEK | Wind PPA | Firm Capacity | 1 | 2028-07-01 | 26.72 | MW
0 | 0 | System | Generator | G ROCKCREEK | Wind PPA | Firm Capacity | 1 | 2028-10-01 | 26.72 | MW
G ROCKCREEK_Firm Capacity2029 | Wind PPA_Firm Capacity2029 | System | Generator | G ROCKCREEK | Wind PPA | Firm Capacity | 1 | 2029-01-01 | 33.71 | MW
0 | 0 | System | Generator | G ROCKCREEK | Wind PPA | Firm Capacity | 1 | 2029-04-01 | 26.72 | MW
0 | 0 | System | Generator | G ROCKCREEK | Wind PPA | Firm Capacity | 1 | 2029-07-01 | 26.72 | MW
0 | 0 | System | Generator | G ROCKCREEK | Wind PPA | Firm Capacity | 1 | 2029-10-01 | 26.72 | MW
G ROCKCREEK_Firm Capacity2030 | Wind PPA_Firm Capacity2030 | System | Generator | G ROCKCREEK | Wind PPA | Firm Capacity | 1 | 2030-01-01 | 33.71 | MW
0 | 0 | System | Generator | G ROCKCREEK | Wind PPA | Firm Capacity | 1 | 2030-04-01 | 26.72 | MW
0 | 0 | System | Generator | G ROCKCREEK | Wind PPA | Firm Capacity | 1 | 2030-07-01 | 26.72 | MW
0 | 0 | System | Generator | G ROCKCREEK | Wind PPA | Firm Capacity | 1 | 2030-10-01 | 26.72 | MW
G ROCKCREEK_Firm Capacity2031 | Wind PPA_Firm Capacity2031 | System | Generator | G ROCKCREEK | Wind PPA | Firm Capacity | 1 | 2031-01-01 | 33.71 | MW
0 | 0 | System | Generator | G ROCKCREEK | Wind PPA | Firm Capacity | 1 | 2031-04-01 | 26.72 | MW
0 | 0 | System | Generator | G ROCKCREEK | Wind PPA | Firm Capacity | 1 | 2031-07-01 | 26.72 | MW
0 | 0 | System | Generator | G ROCKCREEK | Wind PPA | Firm Capacity | 1 | 2031-10-01 | 26.72 | MW
G ROCKCREEK_Firm Capacity2032 | Wind PPA_Firm Capacity2032 | System | Generator | G ROCKCREEK | Wind PPA | Firm Capacity | 1 | 2032-01-01 | 33.71 | MW
0 | 0 | System | Generator | G ROCKCREEK | Wind PPA | Firm Capacity | 1 | 2032-04-01 | 26.72 | MW
0 | 0 | System | Generator | G ROCKCREEK | Wind PPA | Firm Capacity | 1 | 2032-07-01 | 26.72 | MW
0 | 0 | System | Generator | G ROCKCREEK | Wind PPA | Firm Capacity | 1 | 2032-10-01 | 26.72 | MW
G ROCKCREEK_Firm Capacity2033 | Wind PPA_Firm Capacity2033 | System | Generator | G ROCKCREEK | Wind PPA | Firm Capacity | 1 | 2033-01-01 | 33.71 | MW
0 | 0 | System | Generator | G ROCKCREEK | Wind PPA | Firm Capacity | 1 | 2033-04-01 | 26.72 | MW
0 | 0 | System | Generator | G ROCKCREEK | Wind PPA | Firm Capacity | 1 | 2033-07-01 | 26.72 | MW
0 | 0 | System | Generator | G ROCKCREEK | Wind PPA | Firm Capacity | 1 | 2033-10-01 | 26.72 | MW
G ROCKCREEK_Firm Capacity2034 | Wind PPA_Firm Capacity2034 | System | Generator | G ROCKCREEK | Wind PPA | Firm Capacity | 1 | 2034-01-01 | 33.71 | MW
0 | 0 | System | Generator | G ROCKCREEK | Wind PPA | Firm Capacity | 1 | 2034-04-01 | 26.72 | MW
0 | 0 | System | Generator | G ROCKCREEK | Wind PPA | Firm Capacity | 1 | 2034-07-01 | 26.72 | MW
0 | 0 | System | Generator | G ROCKCREEK | Wind PPA | Firm Capacity | 1 | 2034-10-01 | 26.72 | MW
G ROCKCREEK_Firm Capacity2035 | Wind PPA_Firm Capacity2035 | System | Generator | G ROCKCREEK | Wind PPA | Firm Capacity | 1 | 2035-01-01 | 33.71 | MW
0 | 0 | System | Generator | G ROCKCREEK | Wind PPA | Firm Capacity | 1 | 2035-04-01 | 26.72 | MW
0 | 0 | System | Generator | G ROCKCREEK | Wind PPA | Firm Capacity | 1 | 2035-07-01 | 26.72 | MW
0 | 0 | System | Generator | G ROCKCREEK | Wind PPA | Firm Capacity | 1 | 2035-10-01 | 26.72 | MW
G ROCKCREEK_Firm Capacity2036 | Wind PPA_Firm Capacity2036 | System | Generator | G ROCKCREEK | Wind PPA | Firm Capacity | 1 | 2036-01-01 | 33.71 | MW
0 | 0 | System | Generator | G ROCKCREEK | Wind PPA | Firm Capacity | 1 | 2036-04-01 | 26.72 | MW
0 | 0 | System | Generator | G ROCKCREEK | Wind PPA | Firm Capacity | 1 | 2036-07-01 | 26.72 | MW
0 | 0 | System | Generator | G ROCKCREEK | Wind PPA | Firm Capacity | 1 | 2036-10-01 | 26.72 | MW
G ROCKCREEK_Firm Capacity2037 | Wind PPA_Firm Capacity2037 | System | Generator | G ROCKCREEK | Wind PPA | Firm Capacity | 1 | 2037-01-01 | 33.71 | MW
0 | 0 | System | Generator | G ROCKCREEK | Wind PPA | Firm Capacity | 1 | 2037-04-01 | 26.72 | MW
0 | 0 | System | Generator | G ROCKCREEK | Wind PPA | Firm Capacity | 1 | 2037-07-01 | 26.72 | MW
0 | 0 | System | Generator | G ROCKCREEK | Wind PPA | Firm Capacity | 1 | 2037-10-01 | 0 | MW
G ROCKCREEK_Firm Capacity2038 | Wind PPA_Firm Capacity2038 | System | Generator | G ROCKCREEK | Wind PPA | Firm Capacity | 1 | 2038-01-01 | 0 | MW
0 | 0 | System | Generator | G ROCKCREEK | Wind PPA | Firm Capacity | 1 | 2038-04-01 | 0 | MW
0 | 0 | System | Generator | G ROCKCREEK | Wind PPA | Firm Capacity | 1 | 2038-07-01 | 0 | MW
0 | 0 | System | Generator | G ROCKCREEK | Wind PPA | Firm Capacity | 1 | 2038-10-01 | 0 | MW
G ROCKCREEK_Firm Capacity2039 | Wind PPA_Firm Capacity2039 | System | Generator | G ROCKCREEK | Wind PPA | Firm Capacity | 1 | 2039-01-01 | 0 | MW
0 | 0 | System | Generator | G ROCKCREEK | Wind PPA | Firm Capacity | 1 | 2039-04-01 | 0 | MW
0 | 0 | System | Generator | G ROCKCREEK | Wind PPA | Firm Capacity | 1 | 2039-07-01 | 0 | MW
0 | 0 | System | Generator | G ROCKCREEK | Wind PPA | Firm Capacity | 1 | 2039-10-01 | 0 | MW
G ROCKCREEK_Firm Capacity2040 | Wind PPA_Firm Capacity2040 | System | Generator | G ROCKCREEK | Wind PPA | Firm Capacity | 1 | 2040-01-01 | 0 | MW
0 | 0 | System | Generator | G ROCKCREEK | Wind PPA | Firm Capacity | 1 | 2040-04-01 | 0 | MW
0 | 0 | System | Generator | G ROCKCREEK | Wind PPA | Firm Capacity | 1 | 2040-07-01 | 0 | MW
0 | 0 | System | Generator | G ROCKCREEK | Wind PPA | Firm Capacity | 1 | 2040-10-01 | 0 | MW
G ROCKCREEK_Firm Capacity2041 | Wind PPA_Firm Capacity2041 | System | Generator | G ROCKCREEK | Wind PPA | Firm Capacity | 1 | 2041-01-01 | 0 | MW
0 | 0 | System | Generator | G ROCKCREEK | Wind PPA | Firm Capacity | 1 | 2041-04-01 | 0 | MW
0 | 0 | System | Generator | G ROCKCREEK | Wind PPA | Firm Capacity | 1 | 2041-07-01 | 0 | MW
0 | 0 | System | Generator | G ROCKCREEK | Wind PPA | Firm Capacity | 1 | 2041-10-01 | 0 | MW
G ROCKCREEK_Firm Capacity2042 | Wind PPA_Firm Capacity2042 | System | Generator | G ROCKCREEK | Wind PPA | Firm Capacity | 1 | 2042-01-01 | 0 | MW
0 | 0 | System | Generator | G ROCKCREEK | Wind PPA | Firm Capacity | 1 | 2042-04-01 | 0 | MW
0 | 0 | System | Generator | G ROCKCREEK | Wind PPA | Firm Capacity | 1 | 2042-07-01 | 0 | MW
0 | 0 | System | Generator | G ROCKCREEK | Wind PPA | Firm Capacity | 1 | 2042-10-01 | 0 | MW
G ROCKCREEK_Firm Capacity2043 | Wind PPA_Firm Capacity2043 | System | Generator | G ROCKCREEK | Wind PPA | Firm Capacity | 1 | 2043-01-01 | 0 | MW
0 | 0 | System | Generator | G ROCKCREEK | Wind PPA | Firm Capacity | 1 | 2043-04-01 | 0 | MW
0 | 0 | System | Generator | G ROCKCREEK | Wind PPA | Firm Capacity | 1 | 2043-07-01 | 0 | MW
0 | 0 | System | Generator | G ROCKCREEK | Wind PPA | Firm Capacity | 1 | 2043-10-01 | 0 | MW
G GREENWOODSOLAR_Firm Capacity2024 | Solar_Firm Capacity2024 | System | Generator | G GREENWOODSOLAR | Solar | Firm Capacity | 1 | 2024-01-01 | 0 | MW
0 | 0 | System | Generator | G GREENWOODSOLAR | Solar | Firm Capacity | 1 | 2024-04-01 | 3 | MW
0 | 0 | System | Generator | G GREENWOODSOLAR | Solar | Firm Capacity | 1 | 2024-07-01 | 3 | MW
0 | 0 | System | Generator | G GREENWOODSOLAR | Solar | Firm Capacity | 1 | 2024-10-01 | 3 | MW
G GREENWOODSOLAR_Firm Capacity2025 | Solar_Firm Capacity2025 | System | Generator | G GREENWOODSOLAR | Solar | Firm Capacity | 1 | 2025-01-01 | 0 | MW
0 | 0 | System | Generator | G GREENWOODSOLAR | Solar | Firm Capacity | 1 | 2025-04-01 | 3 | MW
0 | 0 | System | Generator | G GREENWOODSOLAR | Solar | Firm Capacity | 1 | 2025-07-01 | 3 | MW
0 | 0 | System | Generator | G GREENWOODSOLAR | Solar | Firm Capacity | 1 | 2025-10-01 | 3 | MW
G GREENWOODSOLAR_Firm Capacity2026 | Solar_Firm Capacity2026 | System | Generator | G GREENWOODSOLAR | Solar | Firm Capacity | 1 | 2026-01-01 | 0.5 | MW
0 | 0 | System | Generator | G GREENWOODSOLAR | Solar | Firm Capacity | 1 | 2026-04-01 | 1.38 | MW
0 | 0 | System | Generator | G GREENWOODSOLAR | Solar | Firm Capacity | 1 | 2026-07-01 | 1.38 | MW
0 | 0 | System | Generator | G GREENWOODSOLAR | Solar | Firm Capacity | 1 | 2026-10-01 | 1.38 | MW
G GREENWOODSOLAR_Firm Capacity2027 | Solar_Firm Capacity2027 | System | Generator | G GREENWOODSOLAR | Solar | Firm Capacity | 1 | 2027-01-01 | 0.5 | MW
0 | 0 | System | Generator | G GREENWOODSOLAR | Solar | Firm Capacity | 1 | 2027-04-01 | 1.38 | MW
0 | 0 | System | Generator | G GREENWOODSOLAR | Solar | Firm Capacity | 1 | 2027-07-01 | 1.38 | MW
0 | 0 | System | Generator | G GREENWOODSOLAR | Solar | Firm Capacity | 1 | 2027-10-01 | 1.38 | MW
G GREENWOODSOLAR_Firm Capacity2028 | Solar_Firm Capacity2028 | System | Generator | G GREENWOODSOLAR | Solar | Firm Capacity | 1 | 2028-01-01 | 0.5 | MW
0 | 0 | System | Generator | G GREENWOODSOLAR | Solar | Firm Capacity | 1 | 2028-04-01 | 1.38 | MW
0 | 0 | System | Generator | G GREENWOODSOLAR | Solar | Firm Capacity | 1 | 2028-07-01 | 1.38 | MW
0 | 0 | System | Generator | G GREENWOODSOLAR | Solar | Firm Capacity | 1 | 2028-10-01 | 1.38 | MW
G GREENWOODSOLAR_Firm Capacity2029 | Solar_Firm Capacity2029 | System | Generator | G GREENWOODSOLAR | Solar | Firm Capacity | 1 | 2029-01-01 | 0.5 | MW
0 | 0 | System | Generator | G GREENWOODSOLAR | Solar | Firm Capacity | 1 | 2029-04-01 | 1.38 | MW
0 | 0 | System | Generator | G GREENWOODSOLAR | Solar | Firm Capacity | 1 | 2029-07-01 | 1.38 | MW
0 | 0 | System | Generator | G GREENWOODSOLAR | Solar | Firm Capacity | 1 | 2029-10-01 | 1.38 | MW
G GREENWOODSOLAR_Firm Capacity2030 | Solar_Firm Capacity2030 | System | Generator | G GREENWOODSOLAR | Solar | Firm Capacity | 1 | 2030-01-01 | 0.5 | MW
0 | 0 | System | Generator | G GREENWOODSOLAR | Solar | Firm Capacity | 1 | 2030-04-01 | 1.38 | MW
0 | 0 | System | Generator | G GREENWOODSOLAR | Solar | Firm Capacity | 1 | 2030-07-01 | 1.38 | MW
0 | 0 | System | Generator | G GREENWOODSOLAR | Solar | Firm Capacity | 1 | 2030-10-01 | 1.38 | MW
G GREENWOODSOLAR_Firm Capacity2031 | Solar_Firm Capacity2031 | System | Generator | G GREENWOODSOLAR | Solar | Firm Capacity | 1 | 2031-01-01 | 0.5 | MW
0 | 0 | System | Generator | G GREENWOODSOLAR | Solar | Firm Capacity | 1 | 2031-04-01 | 1.38 | MW
0 | 0 | System | Generator | G GREENWOODSOLAR | Solar | Firm Capacity | 1 | 2031-07-01 | 1.38 | MW
0 | 0 | System | Generator | G GREENWOODSOLAR | Solar | Firm Capacity | 1 | 2031-10-01 | 1.38 | MW
G GREENWOODSOLAR_Firm Capacity2032 | Solar_Firm Capacity2032 | System | Generator | G GREENWOODSOLAR | Solar | Firm Capacity | 1 | 2032-01-01 | 0.5 | MW
0 | 0 | System | Generator | G GREENWOODSOLAR | Solar | Firm Capacity | 1 | 2032-04-01 | 1.38 | MW
0 | 0 | System | Generator | G GREENWOODSOLAR | Solar | Firm Capacity | 1 | 2032-07-01 | 1.38 | MW
0 | 0 | System | Generator | G GREENWOODSOLAR | Solar | Firm Capacity | 1 | 2032-10-01 | 1.38 | MW
G GREENWOODSOLAR_Firm Capacity2033 | Solar_Firm Capacity2033 | System | Generator | G GREENWOODSOLAR | Solar | Firm Capacity | 1 | 2033-01-01 | 0.5 | MW
0 | 0 | System | Generator | G GREENWOODSOLAR | Solar | Firm Capacity | 1 | 2033-04-01 | 1.38 | MW
0 | 0 | System | Generator | G GREENWOODSOLAR | Solar | Firm Capacity | 1 | 2033-07-01 | 1.38 | MW
0 | 0 | System | Generator | G GREENWOODSOLAR | Solar | Firm Capacity | 1 | 2033-10-01 | 1.38 | MW
G GREENWOODSOLAR_Firm Capacity2034 | Solar_Firm Capacity2034 | System | Generator | G GREENWOODSOLAR | Solar | Firm Capacity | 1 | 2034-01-01 | 0.5 | MW
0 | 0 | System | Generator | G GREENWOODSOLAR | Solar | Firm Capacity | 1 | 2034-04-01 | 1.38 | MW
0 | 0 | System | Generator | G GREENWOODSOLAR | Solar | Firm Capacity | 1 | 2034-07-01 | 1.38 | MW
0 | 0 | System | Generator | G GREENWOODSOLAR | Solar | Firm Capacity | 1 | 2034-10-01 | 1.38 | MW
G GREENWOODSOLAR_Firm Capacity2035 | Solar_Firm Capacity2035 | System | Generator | G GREENWOODSOLAR | Solar | Firm Capacity | 1 | 2035-01-01 | 0.5 | MW
0 | 0 | System | Generator | G GREENWOODSOLAR | Solar | Firm Capacity | 1 | 2035-04-01 | 1.38 | MW
0 | 0 | System | Generator | G GREENWOODSOLAR | Solar | Firm Capacity | 1 | 2035-07-01 | 1.38 | MW
0 | 0 | System | Generator | G GREENWOODSOLAR | Solar | Firm Capacity | 1 | 2035-10-01 | 1.38 | MW
G GREENWOODSOLAR_Firm Capacity2036 | Solar_Firm Capacity2036 | System | Generator | G GREENWOODSOLAR | Solar | Firm Capacity | 1 | 2036-01-01 | 0.5 | MW
0 | 0 | System | Generator | G GREENWOODSOLAR | Solar | Firm Capacity | 1 | 2036-04-01 | 1.38 | MW
0 | 0 | System | Generator | G GREENWOODSOLAR | Solar | Firm Capacity | 1 | 2036-07-01 | 1.38 | MW
0 | 0 | System | Generator | G GREENWOODSOLAR | Solar | Firm Capacity | 1 | 2036-10-01 | 1.38 | MW
G GREENWOODSOLAR_Firm Capacity2037 | Solar_Firm Capacity2037 | System | Generator | G GREENWOODSOLAR | Solar | Firm Capacity | 1 | 2037-01-01 | 0.5 | MW
0 | 0 | System | Generator | G GREENWOODSOLAR | Solar | Firm Capacity | 1 | 2037-04-01 | 1.38 | MW
0 | 0 | System | Generator | G GREENWOODSOLAR | Solar | Firm Capacity | 1 | 2037-07-01 | 1.38 | MW
0 | 0 | System | Generator | G GREENWOODSOLAR | Solar | Firm Capacity | 1 | 2037-10-01 | 1.38 | MW
G GREENWOODSOLAR_Firm Capacity2038 | Solar_Firm Capacity2038 | System | Generator | G GREENWOODSOLAR | Solar | Firm Capacity | 1 | 2038-01-01 | 0.5 | MW
0 | 0 | System | Generator | G GREENWOODSOLAR | Solar | Firm Capacity | 1 | 2038-04-01 | 1.38 | MW
0 | 0 | System | Generator | G GREENWOODSOLAR | Solar | Firm Capacity | 1 | 2038-07-01 | 1.38 | MW
0 | 0 | System | Generator | G GREENWOODSOLAR | Solar | Firm Capacity | 1 | 2038-10-01 | 1.38 | MW
G GREENWOODSOLAR_Firm Capacity2039 | Solar_Firm Capacity2039 | System | Generator | G GREENWOODSOLAR | Solar | Firm Capacity | 1 | 2039-01-01 | 0.5 | MW
0 | 0 | System | Generator | G GREENWOODSOLAR | Solar | Firm Capacity | 1 | 2039-04-01 | 1.38 | MW
0 | 0 | System | Generator | G GREENWOODSOLAR | Solar | Firm Capacity | 1 | 2039-07-01 | 1.38 | MW
0 | 0 | System | Generator | G GREENWOODSOLAR | Solar | Firm Capacity | 1 | 2039-10-01 | 1.38 | MW
G GREENWOODSOLAR_Firm Capacity2040 | Solar_Firm Capacity2040 | System | Generator | G GREENWOODSOLAR | Solar | Firm Capacity | 1 | 2040-01-01 | 0.5 | MW
0 | 0 | System | Generator | G GREENWOODSOLAR | Solar | Firm Capacity | 1 | 2040-04-01 | 1.38 | MW
0 | 0 | System | Generator | G GREENWOODSOLAR | Solar | Firm Capacity | 1 | 2040-07-01 | 1.38 | MW
0 | 0 | System | Generator | G GREENWOODSOLAR | Solar | Firm Capacity | 1 | 2040-10-01 | 1.38 | MW
G GREENWOODSOLAR_Firm Capacity2041 | Solar_Firm Capacity2041 | System | Generator | G GREENWOODSOLAR | Solar | Firm Capacity | 1 | 2041-01-01 | 0.5 | MW
0 | 0 | System | Generator | G GREENWOODSOLAR | Solar | Firm Capacity | 1 | 2041-04-01 | 1.38 | MW
0 | 0 | System | Generator | G GREENWOODSOLAR | Solar | Firm Capacity | 1 | 2041-07-01 | 1.38 | MW
0 | 0 | System | Generator | G GREENWOODSOLAR | Solar | Firm Capacity | 1 | 2041-10-01 | 1.38 | MW
G GREENWOODSOLAR_Firm Capacity2042 | Solar_Firm Capacity2042 | System | Generator | G GREENWOODSOLAR | Solar | Firm Capacity | 1 | 2042-01-01 | 0.5 | MW
0 | 0 | System | Generator | G GREENWOODSOLAR | Solar | Firm Capacity | 1 | 2042-04-01 | 1.38 | MW
0 | 0 | System | Generator | G GREENWOODSOLAR | Solar | Firm Capacity | 1 | 2042-07-01 | 1.38 | MW
0 | 0 | System | Generator | G GREENWOODSOLAR | Solar | Firm Capacity | 1 | 2042-10-01 | 1.38 | MW
G GREENWOODSOLAR_Firm Capacity2043 | Solar_Firm Capacity2043 | System | Generator | G GREENWOODSOLAR | Solar | Firm Capacity | 1 | 2043-01-01 | 0.5 | MW
0 | 0 | System | Generator | G GREENWOODSOLAR | Solar | Firm Capacity | 1 | 2043-04-01 | 1.38 | MW
0 | 0 | System | Generator | G GREENWOODSOLAR | Solar | Firm Capacity | 1 | 2043-07-01 | 1.38 | MW
0 | 0 | System | Generator | G GREENWOODSOLAR | Solar | Firm Capacity | 1 | 2043-10-01 | 1.38 | MW
G HAWTHORN SOLAR_Firm Capacity2024 | Solar_Firm Capacity2024 | System | Generator | G HAWTHORN SOLAR | Solar | Firm Capacity | 1 | 2024-01-01 | 0.04 | MW
0 | 0 | System | Generator | G HAWTHORN SOLAR | Solar | Firm Capacity | 1 | 2024-04-01 | 2.32 | MW
0 | 0 | System | Generator | G HAWTHORN SOLAR | Solar | Firm Capacity | 1 | 2024-07-01 | 2.32 | MW
0 | 0 | System | Generator | G HAWTHORN SOLAR | Solar | Firm Capacity | 1 | 2024-10-01 | 2.32 | MW
G HAWTHORN SOLAR_Firm Capacity2025 | Solar_Firm Capacity2025 | System | Generator | G HAWTHORN SOLAR | Solar | Firm Capacity | 1 | 2025-01-01 | 0.04 | MW
0 | 0 | System | Generator | G HAWTHORN SOLAR | Solar | Firm Capacity | 1 | 2025-04-01 | 2.32 | MW
0 | 0 | System | Generator | G HAWTHORN SOLAR | Solar | Firm Capacity | 1 | 2025-07-01 | 2.32 | MW
0 | 0 | System | Generator | G HAWTHORN SOLAR | Solar | Firm Capacity | 1 | 2025-10-01 | 2.32 | MW
G HAWTHORN SOLAR_Firm Capacity2026 | Solar_Firm Capacity2026 | System | Generator | G HAWTHORN SOLAR | Solar | Firm Capacity | 1 | 2026-01-01 | 1.7 | MW
0 | 0 | System | Generator | G HAWTHORN SOLAR | Solar | Firm Capacity | 1 | 2026-04-01 | 1.7 | MW
0 | 0 | System | Generator | G HAWTHORN SOLAR | Solar | Firm Capacity | 1 | 2026-07-01 | 1.7 | MW
0 | 0 | System | Generator | G HAWTHORN SOLAR | Solar | Firm Capacity | 1 | 2026-10-01 | 1.7 | MW
G HAWTHORN SOLAR_Firm Capacity2027 | Solar_Firm Capacity2027 | System | Generator | G HAWTHORN SOLAR | Solar | Firm Capacity | 1 | 2027-01-01 | 1.7 | MW
0 | 0 | System | Generator | G HAWTHORN SOLAR | Solar | Firm Capacity | 1 | 2027-04-01 | 1.7 | MW
0 | 0 | System | Generator | G HAWTHORN SOLAR | Solar | Firm Capacity | 1 | 2027-07-01 | 1.7 | MW
0 | 0 | System | Generator | G HAWTHORN SOLAR | Solar | Firm Capacity | 1 | 2027-10-01 | 1.7 | MW
G HAWTHORN SOLAR_Firm Capacity2028 | Solar_Firm Capacity2028 | System | Generator | G HAWTHORN SOLAR | Solar | Firm Capacity | 1 | 2028-01-01 | 1.7 | MW
0 | 0 | System | Generator | G HAWTHORN SOLAR | Solar | Firm Capacity | 1 | 2028-04-01 | 1.7 | MW
0 | 0 | System | Generator | G HAWTHORN SOLAR | Solar | Firm Capacity | 1 | 2028-07-01 | 1.7 | MW
0 | 0 | System | Generator | G HAWTHORN SOLAR | Solar | Firm Capacity | 1 | 2028-10-01 | 1.7 | MW
G HAWTHORN SOLAR_Firm Capacity2029 | Solar_Firm Capacity2029 | System | Generator | G HAWTHORN SOLAR | Solar | Firm Capacity | 1 | 2029-01-01 | 1.7 | MW
0 | 0 | System | Generator | G HAWTHORN SOLAR | Solar | Firm Capacity | 1 | 2029-04-01 | 1.7 | MW
0 | 0 | System | Generator | G HAWTHORN SOLAR | Solar | Firm Capacity | 1 | 2029-07-01 | 1.7 | MW
0 | 0 | System | Generator | G HAWTHORN SOLAR | Solar | Firm Capacity | 1 | 2029-10-01 | 1.7 | MW
G HAWTHORN SOLAR_Firm Capacity2030 | Solar_Firm Capacity2030 | System | Generator | G HAWTHORN SOLAR | Solar | Firm Capacity | 1 | 2030-01-01 | 1.7 | MW
0 | 0 | System | Generator | G HAWTHORN SOLAR | Solar | Firm Capacity | 1 | 2030-04-01 | 1.7 | MW
0 | 0 | System | Generator | G HAWTHORN SOLAR | Solar | Firm Capacity | 1 | 2030-07-01 | 1.7 | MW
0 | 0 | System | Generator | G HAWTHORN SOLAR | Solar | Firm Capacity | 1 | 2030-10-01 | 1.7 | MW
G HAWTHORN SOLAR_Firm Capacity2031 | Solar_Firm Capacity2031 | System | Generator | G HAWTHORN SOLAR | Solar | Firm Capacity | 1 | 2031-01-01 | 1.7 | MW
0 | 0 | System | Generator | G HAWTHORN SOLAR | Solar | Firm Capacity | 1 | 2031-04-01 | 1.7 | MW
0 | 0 | System | Generator | G HAWTHORN SOLAR | Solar | Firm Capacity | 1 | 2031-07-01 | 1.7 | MW
0 | 0 | System | Generator | G HAWTHORN SOLAR | Solar | Firm Capacity | 1 | 2031-10-01 | 1.7 | MW
G HAWTHORN SOLAR_Firm Capacity2032 | Solar_Firm Capacity2032 | System | Generator | G HAWTHORN SOLAR | Solar | Firm Capacity | 1 | 2032-01-01 | 1.7 | MW
0 | 0 | System | Generator | G HAWTHORN SOLAR | Solar | Firm Capacity | 1 | 2032-04-01 | 1.7 | MW
0 | 0 | System | Generator | G HAWTHORN SOLAR | Solar | Firm Capacity | 1 | 2032-07-01 | 1.7 | MW
0 | 0 | System | Generator | G HAWTHORN SOLAR | Solar | Firm Capacity | 1 | 2032-10-01 | 1.7 | MW
G HAWTHORN SOLAR_Firm Capacity2033 | Solar_Firm Capacity2033 | System | Generator | G HAWTHORN SOLAR | Solar | Firm Capacity | 1 | 2033-01-01 | 1.7 | MW
0 | 0 | System | Generator | G HAWTHORN SOLAR | Solar | Firm Capacity | 1 | 2033-04-01 | 1.7 | MW
0 | 0 | System | Generator | G HAWTHORN SOLAR | Solar | Firm Capacity | 1 | 2033-07-01 | 1.7 | MW
0 | 0 | System | Generator | G HAWTHORN SOLAR | Solar | Firm Capacity | 1 | 2033-10-01 | 1.7 | MW
G HAWTHORN SOLAR_Firm Capacity2034 | Solar_Firm Capacity2034 | System | Generator | G HAWTHORN SOLAR | Solar | Firm Capacity | 1 | 2034-01-01 | 1.7 | MW
0 | 0 | System | Generator | G HAWTHORN SOLAR | Solar | Firm Capacity | 1 | 2034-04-01 | 1.7 | MW
0 | 0 | System | Generator | G HAWTHORN SOLAR | Solar | Firm Capacity | 1 | 2034-07-01 | 1.7 | MW
0 | 0 | System | Generator | G HAWTHORN SOLAR | Solar | Firm Capacity | 1 | 2034-10-01 | 1.7 | MW
G HAWTHORN SOLAR_Firm Capacity2035 | Solar_Firm Capacity2035 | System | Generator | G HAWTHORN SOLAR | Solar | Firm Capacity | 1 | 2035-01-01 | 1.7 | MW
0 | 0 | System | Generator | G HAWTHORN SOLAR | Solar | Firm Capacity | 1 | 2035-04-01 | 1.7 | MW
0 | 0 | System | Generator | G HAWTHORN SOLAR | Solar | Firm Capacity | 1 | 2035-07-01 | 1.7 | MW
0 | 0 | System | Generator | G HAWTHORN SOLAR | Solar | Firm Capacity | 1 | 2035-10-01 | 1.7 | MW
G HAWTHORN SOLAR_Firm Capacity2036 | Solar_Firm Capacity2036 | System | Generator | G HAWTHORN SOLAR | Solar | Firm Capacity | 1 | 2036-01-01 | 1.7 | MW
0 | 0 | System | Generator | G HAWTHORN SOLAR | Solar | Firm Capacity | 1 | 2036-04-01 | 1.7 | MW
0 | 0 | System | Generator | G HAWTHORN SOLAR | Solar | Firm Capacity | 1 | 2036-07-01 | 1.7 | MW
0 | 0 | System | Generator | G HAWTHORN SOLAR | Solar | Firm Capacity | 1 | 2036-10-01 | 1.7 | MW
G HAWTHORN SOLAR_Firm Capacity2037 | Solar_Firm Capacity2037 | System | Generator | G HAWTHORN SOLAR | Solar | Firm Capacity | 1 | 2037-01-01 | 1.7 | MW
0 | 0 | System | Generator | G HAWTHORN SOLAR | Solar | Firm Capacity | 1 | 2037-04-01 | 1.7 | MW
0 | 0 | System | Generator | G HAWTHORN SOLAR | Solar | Firm Capacity | 1 | 2037-07-01 | 1.7 | MW
0 | 0 | System | Generator | G HAWTHORN SOLAR | Solar | Firm Capacity | 1 | 2037-10-01 | 1.7 | MW
G HAWTHORN SOLAR_Firm Capacity2038 | Solar_Firm Capacity2038 | System | Generator | G HAWTHORN SOLAR | Solar | Firm Capacity | 1 | 2038-01-01 | 1.7 | MW
0 | 0 | System | Generator | G HAWTHORN SOLAR | Solar | Firm Capacity | 1 | 2038-04-01 | 1.7 | MW
0 | 0 | System | Generator | G HAWTHORN SOLAR | Solar | Firm Capacity | 1 | 2038-07-01 | 1.7 | MW
0 | 0 | System | Generator | G HAWTHORN SOLAR | Solar | Firm Capacity | 1 | 2038-10-01 | 1.7 | MW
G HAWTHORN SOLAR_Firm Capacity2039 | Solar_Firm Capacity2039 | System | Generator | G HAWTHORN SOLAR | Solar | Firm Capacity | 1 | 2039-01-01 | 1.7 | MW
0 | 0 | System | Generator | G HAWTHORN SOLAR | Solar | Firm Capacity | 1 | 2039-04-01 | 1.7 | MW
0 | 0 | System | Generator | G HAWTHORN SOLAR | Solar | Firm Capacity | 1 | 2039-07-01 | 1.7 | MW
0 | 0 | System | Generator | G HAWTHORN SOLAR | Solar | Firm Capacity | 1 | 2039-10-01 | 1.7 | MW
G HAWTHORN SOLAR_Firm Capacity2040 | Solar_Firm Capacity2040 | System | Generator | G HAWTHORN SOLAR | Solar | Firm Capacity | 1 | 2040-01-01 | 1.7 | MW
0 | 0 | System | Generator | G HAWTHORN SOLAR | Solar | Firm Capacity | 1 | 2040-04-01 | 1.7 | MW
0 | 0 | System | Generator | G HAWTHORN SOLAR | Solar | Firm Capacity | 1 | 2040-07-01 | 1.7 | MW
0 | 0 | System | Generator | G HAWTHORN SOLAR | Solar | Firm Capacity | 1 | 2040-10-01 | 1.7 | MW
G HAWTHORN SOLAR_Firm Capacity2041 | Solar_Firm Capacity2041 | System | Generator | G HAWTHORN SOLAR | Solar | Firm Capacity | 1 | 2041-01-01 | 1.7 | MW
0 | 0 | System | Generator | G HAWTHORN SOLAR | Solar | Firm Capacity | 1 | 2041-04-01 | 1.7 | MW
0 | 0 | System | Generator | G HAWTHORN SOLAR | Solar | Firm Capacity | 1 | 2041-07-01 | 1.7 | MW
0 | 0 | System | Generator | G HAWTHORN SOLAR | Solar | Firm Capacity | 1 | 2041-10-01 | 1.7 | MW
G HAWTHORN SOLAR_Firm Capacity2042 | Solar_Firm Capacity2042 | System | Generator | G HAWTHORN SOLAR | Solar | Firm Capacity | 1 | 2042-01-01 | 1.7 | MW
0 | 0 | System | Generator | G HAWTHORN SOLAR | Solar | Firm Capacity | 1 | 2042-04-01 | 1.7 | MW
0 | 0 | System | Generator | G HAWTHORN SOLAR | Solar | Firm Capacity | 1 | 2042-07-01 | 1.7 | MW
0 | 0 | System | Generator | G HAWTHORN SOLAR | Solar | Firm Capacity | 1 | 2042-10-01 | 1.7 | MW
G HAWTHORN SOLAR_Firm Capacity2043 | Solar_Firm Capacity2043 | System | Generator | G HAWTHORN SOLAR | Solar | Firm Capacity | 1 | 2043-01-01 | 1.7 | MW
0 | 0 | System | Generator | G HAWTHORN SOLAR | Solar | Firm Capacity | 1 | 2043-04-01 | 1.7 | MW
0 | 0 | System | Generator | G HAWTHORN SOLAR | Solar | Firm Capacity | 1 | 2043-07-01 | 1.7 | MW
0 | 0 | System | Generator | G HAWTHORN SOLAR | Solar | Firm Capacity | 1 | 2043-10-01 | 1.7 | MW
Build CC 2028_Firm Capacity2024 | Build CC_Firm Capacity2024 | System | Generator | Build CC 2028 | Build CC | Firm Capacity | 1 | 2024-01-01 | 0 | MW
0 | 0 | System | Generator | Build CC 2028 | Build CC | Firm Capacity | 1 | 2024-04-01 | 0 | MW
0 | 0 | System | Generator | Build CC 2028 | Build CC | Firm Capacity | 1 | 2024-07-01 | 0 | MW
0 | 0 | System | Generator | Build CC 2028 | Build CC | Firm Capacity | 1 | 2024-10-01 | 0 | MW
Build CC 2028_Firm Capacity2025 | Build CC_Firm Capacity2025 | System | Generator | Build CC 2028 | Build CC | Firm Capacity | 1 | 2025-01-01 | 0 | MW
0 | 0 | System | Generator | Build CC 2028 | Build CC | Firm Capacity | 1 | 2025-04-01 | 0 | MW
0 | 0 | System | Generator | Build CC 2028 | Build CC | Firm Capacity | 1 | 2025-07-01 | 0 | MW
0 | 0 | System | Generator | Build CC 2028 | Build CC | Firm Capacity | 1 | 2025-10-01 | 0 | MW
Build CC 2028_Firm Capacity2026 | Build CC_Firm Capacity2026 | System | Generator | Build CC 2028 | Build CC | Firm Capacity | 1 | 2026-01-01 | 0 | MW
0 | 0 | System | Generator | Build CC 2028 | Build CC | Firm Capacity | 1 | 2026-04-01 | 0 | MW
0 | 0 | System | Generator | Build CC 2028 | Build CC | Firm Capacity | 1 | 2026-07-01 | 0 | MW
0 | 0 | System | Generator | Build CC 2028 | Build CC | Firm Capacity | 1 | 2026-10-01 | 0 | MW
Build CC 2028_Firm Capacity2027 | Build CC_Firm Capacity2027 | System | Generator | Build CC 2028 | Build CC | Firm Capacity | 1 | 2027-01-01 | 0 | MW
0 | 0 | System | Generator | Build CC 2028 | Build CC | Firm Capacity | 1 | 2027-04-01 | 0 | MW
0 | 0 | System | Generator | Build CC 2028 | Build CC | Firm Capacity | 1 | 2027-07-01 | 0 | MW
0 | 0 | System | Generator | Build CC 2028 | Build CC | Firm Capacity | 1 | 2027-10-01 | 0 | MW
Build CC 2028_Firm Capacity2028 | Build CC_Firm Capacity2028 | System | Generator | Build CC 2028 | Build CC | Firm Capacity | 1 | 2028-01-01 | 0 | MW
0 | 0 | System | Generator | Build CC 2028 | Build CC | Firm Capacity | 1 | 2028-04-01 | 0 | MW
0 | 0 | System | Generator | Build CC 2028 | Build CC | Firm Capacity | 1 | 2028-07-01 | 0 | MW
0 | 0 | System | Generator | Build CC 2028 | Build CC | Firm Capacity | 1 | 2028-10-01 | 0 | MW
Build CC 2028_Firm Capacity2029 | Build CC_Firm Capacity2029 | System | Generator | Build CC 2028 | Build CC | Firm Capacity | 1 | 2029-01-01 | 0 | MW
0 | 0 | System | Generator | Build CC 2028 | Build CC | Firm Capacity | 1 | 2029-04-01 | 0 | MW
0 | 0 | System | Generator | Build CC 2028 | Build CC | Firm Capacity | 1 | 2029-07-01 | 0 | MW
0 | 0 | System | Generator | Build CC 2028 | Build CC | Firm Capacity | 1 | 2029-10-01 | 0 | MW
Build CC 2028_Firm Capacity2030 | Build CC_Firm Capacity2030 | System | Generator | Build CC 2028 | Build CC | Firm Capacity | 1 | 2030-01-01 | 0 | MW
0 | 0 | System | Generator | Build CC 2028 | Build CC | Firm Capacity | 1 | 2030-04-01 | 0 | MW
0 | 0 | System | Generator | Build CC 2028 | Build CC | Firm Capacity | 1 | 2030-07-01 | 0 | MW
0 | 0 | System | Generator | Build CC 2028 | Build CC | Firm Capacity | 1 | 2030-10-01 | 0 | MW
Build CC 2028_Firm Capacity2031 | Build CC_Firm Capacity2031 | System | Generator | Build CC 2028 | Build CC | Firm Capacity | 1 | 2031-01-01 | 0 | MW
0 | 0 | System | Generator | Build CC 2028 | Build CC | Firm Capacity | 1 | 2031-04-01 | 0 | MW
0 | 0 | System | Generator | Build CC 2028 | Build CC | Firm Capacity | 1 | 2031-07-01 | 0 | MW
0 | 0 | System | Generator | Build CC 2028 | Build CC | Firm Capacity | 1 | 2031-10-01 | 0 | MW
Build CC 2028_Firm Capacity2032 | Build CC_Firm Capacity2032 | System | Generator | Build CC 2028 | Build CC | Firm Capacity | 1 | 2032-01-01 | 0 | MW
0 | 0 | System | Generator | Build CC 2028 | Build CC | Firm Capacity | 1 | 2032-04-01 | 0 | MW
0 | 0 | System | Generator | Build CC 2028 | Build CC | Firm Capacity | 1 | 2032-07-01 | 0 | MW
0 | 0 | System | Generator | Build CC 2028 | Build CC | Firm Capacity | 1 | 2032-10-01 | 0 | MW
Build CC 2028_Firm Capacity2033 | Build CC_Firm Capacity2033 | System | Generator | Build CC 2028 | Build CC | Firm Capacity | 1 | 2033-01-01 | 0 | MW
0 | 0 | System | Generator | Build CC 2028 | Build CC | Firm Capacity | 1 | 2033-04-01 | 0 | MW
0 | 0 | System | Generator | Build CC 2028 | Build CC | Firm Capacity | 1 | 2033-07-01 | 0 | MW
0 | 0 | System | Generator | Build CC 2028 | Build CC | Firm Capacity | 1 | 2033-10-01 | 0 | MW
Build CC 2028_Firm Capacity2034 | Build CC_Firm Capacity2034 | System | Generator | Build CC 2028 | Build CC | Firm Capacity | 1 | 2034-01-01 | 0 | MW
0 | 0 | System | Generator | Build CC 2028 | Build CC | Firm Capacity | 1 | 2034-04-01 | 0 | MW
0 | 0 | System | Generator | Build CC 2028 | Build CC | Firm Capacity | 1 | 2034-07-01 | 0 | MW
0 | 0 | System | Generator | Build CC 2028 | Build CC | Firm Capacity | 1 | 2034-10-01 | 0 | MW
Build CC 2028_Firm Capacity2035 | Build CC_Firm Capacity2035 | System | Generator | Build CC 2028 | Build CC | Firm Capacity | 1 | 2035-01-01 | 0 | MW
0 | 0 | System | Generator | Build CC 2028 | Build CC | Firm Capacity | 1 | 2035-04-01 | 0 | MW
0 | 0 | System | Generator | Build CC 2028 | Build CC | Firm Capacity | 1 | 2035-07-01 | 0 | MW
0 | 0 | System | Generator | Build CC 2028 | Build CC | Firm Capacity | 1 | 2035-10-01 | 0 | MW
Build CC 2028_Firm Capacity2036 | Build CC_Firm Capacity2036 | System | Generator | Build CC 2028 | Build CC | Firm Capacity | 1 | 2036-01-01 | 0 | MW
0 | 0 | System | Generator | Build CC 2028 | Build CC | Firm Capacity | 1 | 2036-04-01 | 0 | MW
0 | 0 | System | Generator | Build CC 2028 | Build CC | Firm Capacity | 1 | 2036-07-01 | 0 | MW
0 | 0 | System | Generator | Build CC 2028 | Build CC | Firm Capacity | 1 | 2036-10-01 | 0 | MW
Build CC 2028_Firm Capacity2037 | Build CC_Firm Capacity2037 | System | Generator | Build CC 2028 | Build CC | Firm Capacity | 1 | 2037-01-01 | 0 | MW
0 | 0 | System | Generator | Build CC 2028 | Build CC | Firm Capacity | 1 | 2037-04-01 | 0 | MW
0 | 0 | System | Generator | Build CC 2028 | Build CC | Firm Capacity | 1 | 2037-07-01 | 0 | MW
0 | 0 | System | Generator | Build CC 2028 | Build CC | Firm Capacity | 1 | 2037-10-01 | 0 | MW
Build CC 2028_Firm Capacity2038 | Build CC_Firm Capacity2038 | System | Generator | Build CC 2028 | Build CC | Firm Capacity | 1 | 2038-01-01 | 0 | MW
0 | 0 | System | Generator | Build CC 2028 | Build CC | Firm Capacity | 1 | 2038-04-01 | 0 | MW
0 | 0 | System | Generator | Build CC 2028 | Build CC | Firm Capacity | 1 | 2038-07-01 | 0 | MW
0 | 0 | System | Generator | Build CC 2028 | Build CC | Firm Capacity | 1 | 2038-10-01 | 0 | MW
Build CC 2028_Firm Capacity2039 | Build CC_Firm Capacity2039 | System | Generator | Build CC 2028 | Build CC | Firm Capacity | 1 | 2039-01-01 | 0 | MW
0 | 0 | System | Generator | Build CC 2028 | Build CC | Firm Capacity | 1 | 2039-04-01 | 0 | MW
0 | 0 | System | Generator | Build CC 2028 | Build CC | Firm Capacity | 1 | 2039-07-01 | 0 | MW
0 | 0 | System | Generator | Build CC 2028 | Build CC | Firm Capacity | 1 | 2039-10-01 | 0 | MW
Build CC 2028_Firm Capacity2040 | Build CC_Firm Capacity2040 | System | Generator | Build CC 2028 | Build CC | Firm Capacity | 1 | 2040-01-01 | 0 | MW
0 | 0 | System | Generator | Build CC 2028 | Build CC | Firm Capacity | 1 | 2040-04-01 | 0 | MW
0 | 0 | System | Generator | Build CC 2028 | Build CC | Firm Capacity | 1 | 2040-07-01 | 0 | MW
0 | 0 | System | Generator | Build CC 2028 | Build CC | Firm Capacity | 1 | 2040-10-01 | 0 | MW
Build CC 2028_Firm Capacity2041 | Build CC_Firm Capacity2041 | System | Generator | Build CC 2028 | Build CC | Firm Capacity | 1 | 2041-01-01 | 0 | MW
0 | 0 | System | Generator | Build CC 2028 | Build CC | Firm Capacity | 1 | 2041-04-01 | 0 | MW
0 | 0 | System | Generator | Build CC 2028 | Build CC | Firm Capacity | 1 | 2041-07-01 | 0 | MW
0 | 0 | System | Generator | Build CC 2028 | Build CC | Firm Capacity | 1 | 2041-10-01 | 0 | MW
Build CC 2028_Firm Capacity2042 | Build CC_Firm Capacity2042 | System | Generator | Build CC 2028 | Build CC | Firm Capacity | 1 | 2042-01-01 | 0 | MW
0 | 0 | System | Generator | Build CC 2028 | Build CC | Firm Capacity | 1 | 2042-04-01 | 0 | MW
0 | 0 | System | Generator | Build CC 2028 | Build CC | Firm Capacity | 1 | 2042-07-01 | 0 | MW
0 | 0 | System | Generator | Build CC 2028 | Build CC | Firm Capacity | 1 | 2042-10-01 | 0 | MW
Build CC 2028_Firm Capacity2043 | Build CC_Firm Capacity2043 | System | Generator | Build CC 2028 | Build CC | Firm Capacity | 1 | 2043-01-01 | 0 | MW
0 | 0 | System | Generator | Build CC 2028 | Build CC | Firm Capacity | 1 | 2043-04-01 | 0 | MW
0 | 0 | System | Generator | Build CC 2028 | Build CC | Firm Capacity | 1 | 2043-07-01 | 0 | MW
0 | 0 | System | Generator | Build CC 2028 | Build CC | Firm Capacity | 1 | 2043-10-01 | 0 | MW
Build CC 2029_Firm Capacity2024 | Build CC_Firm Capacity2024 | System | Generator | Build CC 2029 | Build CC | Firm Capacity | 1 | 2024-01-01 | 0 | MW
0 | 0 | System | Generator | Build CC 2029 | Build CC | Firm Capacity | 1 | 2024-04-01 | 0 | MW
0 | 0 | System | Generator | Build CC 2029 | Build CC | Firm Capacity | 1 | 2024-07-01 | 0 | MW
0 | 0 | System | Generator | Build CC 2029 | Build CC | Firm Capacity | 1 | 2024-10-01 | 0 | MW
Build CC 2029_Firm Capacity2025 | Build CC_Firm Capacity2025 | System | Generator | Build CC 2029 | Build CC | Firm Capacity | 1 | 2025-01-01 | 0 | MW
0 | 0 | System | Generator | Build CC 2029 | Build CC | Firm Capacity | 1 | 2025-04-01 | 0 | MW
0 | 0 | System | Generator | Build CC 2029 | Build CC | Firm Capacity | 1 | 2025-07-01 | 0 | MW
0 | 0 | System | Generator | Build CC 2029 | Build CC | Firm Capacity | 1 | 2025-10-01 | 0 | MW
Build CC 2029_Firm Capacity2026 | Build CC_Firm Capacity2026 | System | Generator | Build CC 2029 | Build CC | Firm Capacity | 1 | 2026-01-01 | 0 | MW
0 | 0 | System | Generator | Build CC 2029 | Build CC | Firm Capacity | 1 | 2026-04-01 | 0 | MW
0 | 0 | System | Generator | Build CC 2029 | Build CC | Firm Capacity | 1 | 2026-07-01 | 0 | MW
0 | 0 | System | Generator | Build CC 2029 | Build CC | Firm Capacity | 1 | 2026-10-01 | 0 | MW
Build CC 2029_Firm Capacity2027 | Build CC_Firm Capacity2027 | System | Generator | Build CC 2029 | Build CC | Firm Capacity | 1 | 2027-01-01 | 0 | MW
0 | 0 | System | Generator | Build CC 2029 | Build CC | Firm Capacity | 1 | 2027-04-01 | 0 | MW
0 | 0 | System | Generator | Build CC 2029 | Build CC | Firm Capacity | 1 | 2027-07-01 | 0 | MW
0 | 0 | System | Generator | Build CC 2029 | Build CC | Firm Capacity | 1 | 2027-10-01 | 0 | MW
Build CC 2029_Firm Capacity2028 | Build CC_Firm Capacity2028 | System | Generator | Build CC 2029 | Build CC | Firm Capacity | 1 | 2028-01-01 | 0 | MW
0 | 0 | System | Generator | Build CC 2029 | Build CC | Firm Capacity | 1 | 2028-04-01 | 0 | MW
0 | 0 | System | Generator | Build CC 2029 | Build CC | Firm Capacity | 1 | 2028-07-01 | 0 | MW
0 | 0 | System | Generator | Build CC 2029 | Build CC | Firm Capacity | 1 | 2028-10-01 | 0 | MW
Build CC 2029_Firm Capacity2029 | Build CC_Firm Capacity2029 | System | Generator | Build CC 2029 | Build CC | Firm Capacity | 1 | 2029-01-01 | 0 | MW
0 | 0 | System | Generator | Build CC 2029 | Build CC | Firm Capacity | 1 | 2029-04-01 | 0 | MW
0 | 0 | System | Generator | Build CC 2029 | Build CC | Firm Capacity | 1 | 2029-07-01 | 0 | MW
0 | 0 | System | Generator | Build CC 2029 | Build CC | Firm Capacity | 1 | 2029-10-01 | 0 | MW
Build CC 2029_Firm Capacity2030 | Build CC_Firm Capacity2030 | System | Generator | Build CC 2029 | Build CC | Firm Capacity | 1 | 2030-01-01 | 0 | MW
0 | 0 | System | Generator | Build CC 2029 | Build CC | Firm Capacity | 1 | 2030-04-01 | 0 | MW
0 | 0 | System | Generator | Build CC 2029 | Build CC | Firm Capacity | 1 | 2030-07-01 | 0 | MW
0 | 0 | System | Generator | Build CC 2029 | Build CC | Firm Capacity | 1 | 2030-10-01 | 0 | MW
Build CC 2029_Firm Capacity2031 | Build CC_Firm Capacity2031 | System | Generator | Build CC 2029 | Build CC | Firm Capacity | 1 | 2031-01-01 | 0 | MW
0 | 0 | System | Generator | Build CC 2029 | Build CC | Firm Capacity | 1 | 2031-04-01 | 0 | MW
0 | 0 | System | Generator | Build CC 2029 | Build CC | Firm Capacity | 1 | 2031-07-01 | 0 | MW
0 | 0 | System | Generator | Build CC 2029 | Build CC | Firm Capacity | 1 | 2031-10-01 | 0 | MW
Build CC 2029_Firm Capacity2032 | Build CC_Firm Capacity2032 | System | Generator | Build CC 2029 | Build CC | Firm Capacity | 1 | 2032-01-01 | 0 | MW
0 | 0 | System | Generator | Build CC 2029 | Build CC | Firm Capacity | 1 | 2032-04-01 | 0 | MW
0 | 0 | System | Generator | Build CC 2029 | Build CC | Firm Capacity | 1 | 2032-07-01 | 0 | MW
0 | 0 | System | Generator | Build CC 2029 | Build CC | Firm Capacity | 1 | 2032-10-01 | 0 | MW
Build CC 2029_Firm Capacity2033 | Build CC_Firm Capacity2033 | System | Generator | Build CC 2029 | Build CC | Firm Capacity | 1 | 2033-01-01 | 0 | MW
0 | 0 | System | Generator | Build CC 2029 | Build CC | Firm Capacity | 1 | 2033-04-01 | 0 | MW
0 | 0 | System | Generator | Build CC 2029 | Build CC | Firm Capacity | 1 | 2033-07-01 | 0 | MW
0 | 0 | System | Generator | Build CC 2029 | Build CC | Firm Capacity | 1 | 2033-10-01 | 0 | MW
Build CC 2029_Firm Capacity2034 | Build CC_Firm Capacity2034 | System | Generator | Build CC 2029 | Build CC | Firm Capacity | 1 | 2034-01-01 | 0 | MW
0 | 0 | System | Generator | Build CC 2029 | Build CC | Firm Capacity | 1 | 2034-04-01 | 0 | MW
0 | 0 | System | Generator | Build CC 2029 | Build CC | Firm Capacity | 1 | 2034-07-01 | 0 | MW
0 | 0 | System | Generator | Build CC 2029 | Build CC | Firm Capacity | 1 | 2034-10-01 | 0 | MW
Build CC 2029_Firm Capacity2035 | Build CC_Firm Capacity2035 | System | Generator | Build CC 2029 | Build CC | Firm Capacity | 1 | 2035-01-01 | 0 | MW
0 | 0 | System | Generator | Build CC 2029 | Build CC | Firm Capacity | 1 | 2035-04-01 | 0 | MW
0 | 0 | System | Generator | Build CC 2029 | Build CC | Firm Capacity | 1 | 2035-07-01 | 0 | MW
0 | 0 | System | Generator | Build CC 2029 | Build CC | Firm Capacity | 1 | 2035-10-01 | 0 | MW
Build CC 2029_Firm Capacity2036 | Build CC_Firm Capacity2036 | System | Generator | Build CC 2029 | Build CC | Firm Capacity | 1 | 2036-01-01 | 0 | MW
0 | 0 | System | Generator | Build CC 2029 | Build CC | Firm Capacity | 1 | 2036-04-01 | 0 | MW
0 | 0 | System | Generator | Build CC 2029 | Build CC | Firm Capacity | 1 | 2036-07-01 | 0 | MW
0 | 0 | System | Generator | Build CC 2029 | Build CC | Firm Capacity | 1 | 2036-10-01 | 0 | MW
Build CC 2029_Firm Capacity2037 | Build CC_Firm Capacity2037 | System | Generator | Build CC 2029 | Build CC | Firm Capacity | 1 | 2037-01-01 | 0 | MW
0 | 0 | System | Generator | Build CC 2029 | Build CC | Firm Capacity | 1 | 2037-04-01 | 0 | MW
0 | 0 | System | Generator | Build CC 2029 | Build CC | Firm Capacity | 1 | 2037-07-01 | 0 | MW
0 | 0 | System | Generator | Build CC 2029 | Build CC | Firm Capacity | 1 | 2037-10-01 | 0 | MW
Build CC 2029_Firm Capacity2038 | Build CC_Firm Capacity2038 | System | Generator | Build CC 2029 | Build CC | Firm Capacity | 1 | 2038-01-01 | 0 | MW
0 | 0 | System | Generator | Build CC 2029 | Build CC | Firm Capacity | 1 | 2038-04-01 | 0 | MW
0 | 0 | System | Generator | Build CC 2029 | Build CC | Firm Capacity | 1 | 2038-07-01 | 0 | MW
0 | 0 | System | Generator | Build CC 2029 | Build CC | Firm Capacity | 1 | 2038-10-01 | 0 | MW
Build CC 2029_Firm Capacity2039 | Build CC_Firm Capacity2039 | System | Generator | Build CC 2029 | Build CC | Firm Capacity | 1 | 2039-01-01 | 0 | MW
0 | 0 | System | Generator | Build CC 2029 | Build CC | Firm Capacity | 1 | 2039-04-01 | 0 | MW
0 | 0 | System | Generator | Build CC 2029 | Build CC | Firm Capacity | 1 | 2039-07-01 | 0 | MW
0 | 0 | System | Generator | Build CC 2029 | Build CC | Firm Capacity | 1 | 2039-10-01 | 0 | MW
Build CC 2029_Firm Capacity2040 | Build CC_Firm Capacity2040 | System | Generator | Build CC 2029 | Build CC | Firm Capacity | 1 | 2040-01-01 | 0 | MW
0 | 0 | System | Generator | Build CC 2029 | Build CC | Firm Capacity | 1 | 2040-04-01 | 0 | MW
0 | 0 | System | Generator | Build CC 2029 | Build CC | Firm Capacity | 1 | 2040-07-01 | 0 | MW
0 | 0 | System | Generator | Build CC 2029 | Build CC | Firm Capacity | 1 | 2040-10-01 | 0 | MW
Build CC 2029_Firm Capacity2041 | Build CC_Firm Capacity2041 | System | Generator | Build CC 2029 | Build CC | Firm Capacity | 1 | 2041-01-01 | 0 | MW
0 | 0 | System | Generator | Build CC 2029 | Build CC | Firm Capacity | 1 | 2041-04-01 | 0 | MW
0 | 0 | System | Generator | Build CC 2029 | Build CC | Firm Capacity | 1 | 2041-07-01 | 0 | MW
0 | 0 | System | Generator | Build CC 2029 | Build CC | Firm Capacity | 1 | 2041-10-01 | 0 | MW
Build CC 2029_Firm Capacity2042 | Build CC_Firm Capacity2042 | System | Generator | Build CC 2029 | Build CC | Firm Capacity | 1 | 2042-01-01 | 0 | MW
0 | 0 | System | Generator | Build CC 2029 | Build CC | Firm Capacity | 1 | 2042-04-01 | 0 | MW
0 | 0 | System | Generator | Build CC 2029 | Build CC | Firm Capacity | 1 | 2042-07-01 | 0 | MW
0 | 0 | System | Generator | Build CC 2029 | Build CC | Firm Capacity | 1 | 2042-10-01 | 0 | MW
Build CC 2029_Firm Capacity2043 | Build CC_Firm Capacity2043 | System | Generator | Build CC 2029 | Build CC | Firm Capacity | 1 | 2043-01-01 | 0 | MW
0 | 0 | System | Generator | Build CC 2029 | Build CC | Firm Capacity | 1 | 2043-04-01 | 0 | MW
0 | 0 | System | Generator | Build CC 2029 | Build CC | Firm Capacity | 1 | 2043-07-01 | 0 | MW
0 | 0 | System | Generator | Build CC 2029 | Build CC | Firm Capacity | 1 | 2043-10-01 | 0 | MW
Build CC 2030_Firm Capacity2024 | Build CC_Firm Capacity2024 | System | Generator | Build CC 2030 | Build CC | Firm Capacity | 1 | 2024-01-01 | 0 | MW
0 | 0 | System | Generator | Build CC 2030 | Build CC | Firm Capacity | 1 | 2024-04-01 | 0 | MW
0 | 0 | System | Generator | Build CC 2030 | Build CC | Firm Capacity | 1 | 2024-07-01 | 0 | MW
0 | 0 | System | Generator | Build CC 2030 | Build CC | Firm Capacity | 1 | 2024-10-01 | 0 | MW
Build CC 2030_Firm Capacity2025 | Build CC_Firm Capacity2025 | System | Generator | Build CC 2030 | Build CC | Firm Capacity | 1 | 2025-01-01 | 0 | MW
0 | 0 | System | Generator | Build CC 2030 | Build CC | Firm Capacity | 1 | 2025-04-01 | 0 | MW
0 | 0 | System | Generator | Build CC 2030 | Build CC | Firm Capacity | 1 | 2025-07-01 | 0 | MW
0 | 0 | System | Generator | Build CC 2030 | Build CC | Firm Capacity | 1 | 2025-10-01 | 0 | MW
Build CC 2030_Firm Capacity2026 | Build CC_Firm Capacity2026 | System | Generator | Build CC 2030 | Build CC | Firm Capacity | 1 | 2026-01-01 | 0 | MW
0 | 0 | System | Generator | Build CC 2030 | Build CC | Firm Capacity | 1 | 2026-04-01 | 0 | MW
0 | 0 | System | Generator | Build CC 2030 | Build CC | Firm Capacity | 1 | 2026-07-01 | 0 | MW
0 | 0 | System | Generator | Build CC 2030 | Build CC | Firm Capacity | 1 | 2026-10-01 | 0 | MW
Build CC 2030_Firm Capacity2027 | Build CC_Firm Capacity2027 | System | Generator | Build CC 2030 | Build CC | Firm Capacity | 1 | 2027-01-01 | 0 | MW
0 | 0 | System | Generator | Build CC 2030 | Build CC | Firm Capacity | 1 | 2027-04-01 | 0 | MW
0 | 0 | System | Generator | Build CC 2030 | Build CC | Firm Capacity | 1 | 2027-07-01 | 0 | MW
0 | 0 | System | Generator | Build CC 2030 | Build CC | Firm Capacity | 1 | 2027-10-01 | 0 | MW
Build CC 2030_Firm Capacity2028 | Build CC_Firm Capacity2028 | System | Generator | Build CC 2030 | Build CC | Firm Capacity | 1 | 2028-01-01 | 0 | MW
0 | 0 | System | Generator | Build CC 2030 | Build CC | Firm Capacity | 1 | 2028-04-01 | 0 | MW
0 | 0 | System | Generator | Build CC 2030 | Build CC | Firm Capacity | 1 | 2028-07-01 | 0 | MW
0 | 0 | System | Generator | Build CC 2030 | Build CC | Firm Capacity | 1 | 2028-10-01 | 0 | MW
Build CC 2030_Firm Capacity2029 | Build CC_Firm Capacity2029 | System | Generator | Build CC 2030 | Build CC | Firm Capacity | 1 | 2029-01-01 | 0 | MW
0 | 0 | System | Generator | Build CC 2030 | Build CC | Firm Capacity | 1 | 2029-04-01 | 0 | MW
0 | 0 | System | Generator | Build CC 2030 | Build CC | Firm Capacity | 1 | 2029-07-01 | 0 | MW
0 | 0 | System | Generator | Build CC 2030 | Build CC | Firm Capacity | 1 | 2029-10-01 | 0 | MW
Build CC 2030_Firm Capacity2030 | Build CC_Firm Capacity2030 | System | Generator | Build CC 2030 | Build CC | Firm Capacity | 1 | 2030-01-01 | 0 | MW
0 | 0 | System | Generator | Build CC 2030 | Build CC | Firm Capacity | 1 | 2030-04-01 | 325 | MW
0 | 0 | System | Generator | Build CC 2030 | Build CC | Firm Capacity | 1 | 2030-07-01 | 325 | MW
0 | 0 | System | Generator | Build CC 2030 | Build CC | Firm Capacity | 1 | 2030-10-01 | 325 | MW
Build CC 2030_Firm Capacity2031 | Build CC_Firm Capacity2031 | System | Generator | Build CC 2030 | Build CC | Firm Capacity | 1 | 2031-01-01 | 325 | MW
0 | 0 | System | Generator | Build CC 2030 | Build CC | Firm Capacity | 1 | 2031-04-01 | 325 | MW
0 | 0 | System | Generator | Build CC 2030 | Build CC | Firm Capacity | 1 | 2031-07-01 | 325 | MW
0 | 0 | System | Generator | Build CC 2030 | Build CC | Firm Capacity | 1 | 2031-10-01 | 325 | MW
Build CC 2030_Firm Capacity2032 | Build CC_Firm Capacity2032 | System | Generator | Build CC 2030 | Build CC | Firm Capacity | 1 | 2032-01-01 | 325 | MW
0 | 0 | System | Generator | Build CC 2030 | Build CC | Firm Capacity | 1 | 2032-04-01 | 325 | MW
0 | 0 | System | Generator | Build CC 2030 | Build CC | Firm Capacity | 1 | 2032-07-01 | 325 | MW
0 | 0 | System | Generator | Build CC 2030 | Build CC | Firm Capacity | 1 | 2032-10-01 | 325 | MW
Build CC 2030_Firm Capacity2033 | Build CC_Firm Capacity2033 | System | Generator | Build CC 2030 | Build CC | Firm Capacity | 1 | 2033-01-01 | 325 | MW
0 | 0 | System | Generator | Build CC 2030 | Build CC | Firm Capacity | 1 | 2033-04-01 | 325 | MW
0 | 0 | System | Generator | Build CC 2030 | Build CC | Firm Capacity | 1 | 2033-07-01 | 325 | MW
0 | 0 | System | Generator | Build CC 2030 | Build CC | Firm Capacity | 1 | 2033-10-01 | 325 | MW
Build CC 2030_Firm Capacity2034 | Build CC_Firm Capacity2034 | System | Generator | Build CC 2030 | Build CC | Firm Capacity | 1 | 2034-01-01 | 325 | MW
0 | 0 | System | Generator | Build CC 2030 | Build CC | Firm Capacity | 1 | 2034-04-01 | 325 | MW
0 | 0 | System | Generator | Build CC 2030 | Build CC | Firm Capacity | 1 | 2034-07-01 | 325 | MW
0 | 0 | System | Generator | Build CC 2030 | Build CC | Firm Capacity | 1 | 2034-10-01 | 325 | MW
Build CC 2030_Firm Capacity2035 | Build CC_Firm Capacity2035 | System | Generator | Build CC 2030 | Build CC | Firm Capacity | 1 | 2035-01-01 | 325 | MW
0 | 0 | System | Generator | Build CC 2030 | Build CC | Firm Capacity | 1 | 2035-04-01 | 325 | MW
0 | 0 | System | Generator | Build CC 2030 | Build CC | Firm Capacity | 1 | 2035-07-01 | 325 | MW
0 | 0 | System | Generator | Build CC 2030 | Build CC | Firm Capacity | 1 | 2035-10-01 | 325 | MW
Build CC 2030_Firm Capacity2036 | Build CC_Firm Capacity2036 | System | Generator | Build CC 2030 | Build CC | Firm Capacity | 1 | 2036-01-01 | 325 | MW
0 | 0 | System | Generator | Build CC 2030 | Build CC | Firm Capacity | 1 | 2036-04-01 | 325 | MW
0 | 0 | System | Generator | Build CC 2030 | Build CC | Firm Capacity | 1 | 2036-07-01 | 325 | MW
0 | 0 | System | Generator | Build CC 2030 | Build CC | Firm Capacity | 1 | 2036-10-01 | 325 | MW
Build CC 2030_Firm Capacity2037 | Build CC_Firm Capacity2037 | System | Generator | Build CC 2030 | Build CC | Firm Capacity | 1 | 2037-01-01 | 325 | MW
0 | 0 | System | Generator | Build CC 2030 | Build CC | Firm Capacity | 1 | 2037-04-01 | 325 | MW
0 | 0 | System | Generator | Build CC 2030 | Build CC | Firm Capacity | 1 | 2037-07-01 | 325 | MW
0 | 0 | System | Generator | Build CC 2030 | Build CC | Firm Capacity | 1 | 2037-10-01 | 325 | MW
Build CC 2030_Firm Capacity2038 | Build CC_Firm Capacity2038 | System | Generator | Build CC 2030 | Build CC | Firm Capacity | 1 | 2038-01-01 | 325 | MW
0 | 0 | System | Generator | Build CC 2030 | Build CC | Firm Capacity | 1 | 2038-04-01 | 325 | MW
0 | 0 | System | Generator | Build CC 2030 | Build CC | Firm Capacity | 1 | 2038-07-01 | 325 | MW
0 | 0 | System | Generator | Build CC 2030 | Build CC | Firm Capacity | 1 | 2038-10-01 | 325 | MW
Build CC 2030_Firm Capacity2039 | Build CC_Firm Capacity2039 | System | Generator | Build CC 2030 | Build CC | Firm Capacity | 1 | 2039-01-01 | 325 | MW
0 | 0 | System | Generator | Build CC 2030 | Build CC | Firm Capacity | 1 | 2039-04-01 | 325 | MW
0 | 0 | System | Generator | Build CC 2030 | Build CC | Firm Capacity | 1 | 2039-07-01 | 325 | MW
0 | 0 | System | Generator | Build CC 2030 | Build CC | Firm Capacity | 1 | 2039-10-01 | 325 | MW
Build CC 2030_Firm Capacity2040 | Build CC_Firm Capacity2040 | System | Generator | Build CC 2030 | Build CC | Firm Capacity | 1 | 2040-01-01 | 325 | MW
0 | 0 | System | Generator | Build CC 2030 | Build CC | Firm Capacity | 1 | 2040-04-01 | 325 | MW
0 | 0 | System | Generator | Build CC 2030 | Build CC | Firm Capacity | 1 | 2040-07-01 | 325 | MW
0 | 0 | System | Generator | Build CC 2030 | Build CC | Firm Capacity | 1 | 2040-10-01 | 325 | MW
Build CC 2030_Firm Capacity2041 | Build CC_Firm Capacity2041 | System | Generator | Build CC 2030 | Build CC | Firm Capacity | 1 | 2041-01-01 | 325 | MW
0 | 0 | System | Generator | Build CC 2030 | Build CC | Firm Capacity | 1 | 2041-04-01 | 325 | MW
0 | 0 | System | Generator | Build CC 2030 | Build CC | Firm Capacity | 1 | 2041-07-01 | 325 | MW
0 | 0 | System | Generator | Build CC 2030 | Build CC | Firm Capacity | 1 | 2041-10-01 | 325 | MW
Build CC 2030_Firm Capacity2042 | Build CC_Firm Capacity2042 | System | Generator | Build CC 2030 | Build CC | Firm Capacity | 1 | 2042-01-01 | 325 | MW
0 | 0 | System | Generator | Build CC 2030 | Build CC | Firm Capacity | 1 | 2042-04-01 | 325 | MW
0 | 0 | System | Generator | Build CC 2030 | Build CC | Firm Capacity | 1 | 2042-07-01 | 325 | MW
0 | 0 | System | Generator | Build CC 2030 | Build CC | Firm Capacity | 1 | 2042-10-01 | 325 | MW
Build CC 2030_Firm Capacity2043 | Build CC_Firm Capacity2043 | System | Generator | Build CC 2030 | Build CC | Firm Capacity | 1 | 2043-01-01 | 325 | MW
0 | 0 | System | Generator | Build CC 2030 | Build CC | Firm Capacity | 1 | 2043-04-01 | 325 | MW
0 | 0 | System | Generator | Build CC 2030 | Build CC | Firm Capacity | 1 | 2043-07-01 | 325 | MW
0 | 0 | System | Generator | Build CC 2030 | Build CC | Firm Capacity | 1 | 2043-10-01 | 325 | MW
Build CC 2031_Firm Capacity2024 | Build CC_Firm Capacity2024 | System | Generator | Build CC 2031 | Build CC | Firm Capacity | 1 | 2024-01-01 | 0 | MW
0 | 0 | System | Generator | Build CC 2031 | Build CC | Firm Capacity | 1 | 2024-04-01 | 0 | MW
0 | 0 | System | Generator | Build CC 2031 | Build CC | Firm Capacity | 1 | 2024-07-01 | 0 | MW
0 | 0 | System | Generator | Build CC 2031 | Build CC | Firm Capacity | 1 | 2024-10-01 | 0 | MW
Build CC 2031_Firm Capacity2025 | Build CC_Firm Capacity2025 | System | Generator | Build CC 2031 | Build CC | Firm Capacity | 1 | 2025-01-01 | 0 | MW
0 | 0 | System | Generator | Build CC 2031 | Build CC | Firm Capacity | 1 | 2025-04-01 | 0 | MW
0 | 0 | System | Generator | Build CC 2031 | Build CC | Firm Capacity | 1 | 2025-07-01 | 0 | MW
0 | 0 | System | Generator | Build CC 2031 | Build CC | Firm Capacity | 1 | 2025-10-01 | 0 | MW
Build CC 2031_Firm Capacity2026 | Build CC_Firm Capacity2026 | System | Generator | Build CC 2031 | Build CC | Firm Capacity | 1 | 2026-01-01 | 0 | MW
0 | 0 | System | Generator | Build CC 2031 | Build CC | Firm Capacity | 1 | 2026-04-01 | 0 | MW
0 | 0 | System | Generator | Build CC 2031 | Build CC | Firm Capacity | 1 | 2026-07-01 | 0 | MW
0 | 0 | System | Generator | Build CC 2031 | Build CC | Firm Capacity | 1 | 2026-10-01 | 0 | MW
Build CC 2031_Firm Capacity2027 | Build CC_Firm Capacity2027 | System | Generator | Build CC 2031 | Build CC | Firm Capacity | 1 | 2027-01-01 | 0 | MW
0 | 0 | System | Generator | Build CC 2031 | Build CC | Firm Capacity | 1 | 2027-04-01 | 0 | MW
0 | 0 | System | Generator | Build CC 2031 | Build CC | Firm Capacity | 1 | 2027-07-01 | 0 | MW
0 | 0 | System | Generator | Build CC 2031 | Build CC | Firm Capacity | 1 | 2027-10-01 | 0 | MW
Build CC 2031_Firm Capacity2028 | Build CC_Firm Capacity2028 | System | Generator | Build CC 2031 | Build CC | Firm Capacity | 1 | 2028-01-01 | 0 | MW
0 | 0 | System | Generator | Build CC 2031 | Build CC | Firm Capacity | 1 | 2028-04-01 | 0 | MW
0 | 0 | System | Generator | Build CC 2031 | Build CC | Firm Capacity | 1 | 2028-07-01 | 0 | MW
0 | 0 | System | Generator | Build CC 2031 | Build CC | Firm Capacity | 1 | 2028-10-01 | 0 | MW
Build CC 2031_Firm Capacity2029 | Build CC_Firm Capacity2029 | System | Generator | Build CC 2031 | Build CC | Firm Capacity | 1 | 2029-01-01 | 0 | MW
0 | 0 | System | Generator | Build CC 2031 | Build CC | Firm Capacity | 1 | 2029-04-01 | 0 | MW
0 | 0 | System | Generator | Build CC 2031 | Build CC | Firm Capacity | 1 | 2029-07-01 | 0 | MW
0 | 0 | System | Generator | Build CC 2031 | Build CC | Firm Capacity | 1 | 2029-10-01 | 0 | MW
Build CC 2031_Firm Capacity2030 | Build CC_Firm Capacity2030 | System | Generator | Build CC 2031 | Build CC | Firm Capacity | 1 | 2030-01-01 | 0 | MW
0 | 0 | System | Generator | Build CC 2031 | Build CC | Firm Capacity | 1 | 2030-04-01 | 0 | MW
0 | 0 | System | Generator | Build CC 2031 | Build CC | Firm Capacity | 1 | 2030-07-01 | 0 | MW
0 | 0 | System | Generator | Build CC 2031 | Build CC | Firm Capacity | 1 | 2030-10-01 | 0 | MW
Build CC 2031_Firm Capacity2031 | Build CC_Firm Capacity2031 | System | Generator | Build CC 2031 | Build CC | Firm Capacity | 1 | 2031-01-01 | 0 | MW
0 | 0 | System | Generator | Build CC 2031 | Build CC | Firm Capacity | 1 | 2031-04-01 | 0 | MW
0 | 0 | System | Generator | Build CC 2031 | Build CC | Firm Capacity | 1 | 2031-07-01 | 0 | MW
0 | 0 | System | Generator | Build CC 2031 | Build CC | Firm Capacity | 1 | 2031-10-01 | 0 | MW
Build CC 2031_Firm Capacity2032 | Build CC_Firm Capacity2032 | System | Generator | Build CC 2031 | Build CC | Firm Capacity | 1 | 2032-01-01 | 0 | MW
0 | 0 | System | Generator | Build CC 2031 | Build CC | Firm Capacity | 1 | 2032-04-01 | 0 | MW
0 | 0 | System | Generator | Build CC 2031 | Build CC | Firm Capacity | 1 | 2032-07-01 | 0 | MW
0 | 0 | System | Generator | Build CC 2031 | Build CC | Firm Capacity | 1 | 2032-10-01 | 0 | MW
Build CC 2031_Firm Capacity2033 | Build CC_Firm Capacity2033 | System | Generator | Build CC 2031 | Build CC | Firm Capacity | 1 | 2033-01-01 | 0 | MW
0 | 0 | System | Generator | Build CC 2031 | Build CC | Firm Capacity | 1 | 2033-04-01 | 0 | MW
0 | 0 | System | Generator | Build CC 2031 | Build CC | Firm Capacity | 1 | 2033-07-01 | 0 | MW
0 | 0 | System | Generator | Build CC 2031 | Build CC | Firm Capacity | 1 | 2033-10-01 | 0 | MW
Build CC 2031_Firm Capacity2034 | Build CC_Firm Capacity2034 | System | Generator | Build CC 2031 | Build CC | Firm Capacity | 1 | 2034-01-01 | 0 | MW
0 | 0 | System | Generator | Build CC 2031 | Build CC | Firm Capacity | 1 | 2034-04-01 | 0 | MW
0 | 0 | System | Generator | Build CC 2031 | Build CC | Firm Capacity | 1 | 2034-07-01 | 0 | MW
0 | 0 | System | Generator | Build CC 2031 | Build CC | Firm Capacity | 1 | 2034-10-01 | 0 | MW
Build CC 2031_Firm Capacity2035 | Build CC_Firm Capacity2035 | System | Generator | Build CC 2031 | Build CC | Firm Capacity | 1 | 2035-01-01 | 0 | MW
0 | 0 | System | Generator | Build CC 2031 | Build CC | Firm Capacity | 1 | 2035-04-01 | 0 | MW
0 | 0 | System | Generator | Build CC 2031 | Build CC | Firm Capacity | 1 | 2035-07-01 | 0 | MW
0 | 0 | System | Generator | Build CC 2031 | Build CC | Firm Capacity | 1 | 2035-10-01 | 0 | MW
Build CC 2031_Firm Capacity2036 | Build CC_Firm Capacity2036 | System | Generator | Build CC 2031 | Build CC | Firm Capacity | 1 | 2036-01-01 | 0 | MW
0 | 0 | System | Generator | Build CC 2031 | Build CC | Firm Capacity | 1 | 2036-04-01 | 0 | MW
0 | 0 | System | Generator | Build CC 2031 | Build CC | Firm Capacity | 1 | 2036-07-01 | 0 | MW
0 | 0 | System | Generator | Build CC 2031 | Build CC | Firm Capacity | 1 | 2036-10-01 | 0 | MW
Build CC 2031_Firm Capacity2037 | Build CC_Firm Capacity2037 | System | Generator | Build CC 2031 | Build CC | Firm Capacity | 1 | 2037-01-01 | 0 | MW
0 | 0 | System | Generator | Build CC 2031 | Build CC | Firm Capacity | 1 | 2037-04-01 | 0 | MW
0 | 0 | System | Generator | Build CC 2031 | Build CC | Firm Capacity | 1 | 2037-07-01 | 0 | MW
0 | 0 | System | Generator | Build CC 2031 | Build CC | Firm Capacity | 1 | 2037-10-01 | 0 | MW
Build CC 2031_Firm Capacity2038 | Build CC_Firm Capacity2038 | System | Generator | Build CC 2031 | Build CC | Firm Capacity | 1 | 2038-01-01 | 0 | MW
0 | 0 | System | Generator | Build CC 2031 | Build CC | Firm Capacity | 1 | 2038-04-01 | 0 | MW
0 | 0 | System | Generator | Build CC 2031 | Build CC | Firm Capacity | 1 | 2038-07-01 | 0 | MW
0 | 0 | System | Generator | Build CC 2031 | Build CC | Firm Capacity | 1 | 2038-10-01 | 0 | MW
Build CC 2031_Firm Capacity2039 | Build CC_Firm Capacity2039 | System | Generator | Build CC 2031 | Build CC | Firm Capacity | 1 | 2039-01-01 | 0 | MW
0 | 0 | System | Generator | Build CC 2031 | Build CC | Firm Capacity | 1 | 2039-04-01 | 0 | MW
0 | 0 | System | Generator | Build CC 2031 | Build CC | Firm Capacity | 1 | 2039-07-01 | 0 | MW
0 | 0 | System | Generator | Build CC 2031 | Build CC | Firm Capacity | 1 | 2039-10-01 | 0 | MW
Build CC 2031_Firm Capacity2040 | Build CC_Firm Capacity2040 | System | Generator | Build CC 2031 | Build CC | Firm Capacity | 1 | 2040-01-01 | 0 | MW
0 | 0 | System | Generator | Build CC 2031 | Build CC | Firm Capacity | 1 | 2040-04-01 | 0 | MW
0 | 0 | System | Generator | Build CC 2031 | Build CC | Firm Capacity | 1 | 2040-07-01 | 0 | MW
0 | 0 | System | Generator | Build CC 2031 | Build CC | Firm Capacity | 1 | 2040-10-01 | 0 | MW
Build CC 2031_Firm Capacity2041 | Build CC_Firm Capacity2041 | System | Generator | Build CC 2031 | Build CC | Firm Capacity | 1 | 2041-01-01 | 0 | MW
0 | 0 | System | Generator | Build CC 2031 | Build CC | Firm Capacity | 1 | 2041-04-01 | 0 | MW
0 | 0 | System | Generator | Build CC 2031 | Build CC | Firm Capacity | 1 | 2041-07-01 | 0 | MW
0 | 0 | System | Generator | Build CC 2031 | Build CC | Firm Capacity | 1 | 2041-10-01 | 0 | MW
Build CC 2031_Firm Capacity2042 | Build CC_Firm Capacity2042 | System | Generator | Build CC 2031 | Build CC | Firm Capacity | 1 | 2042-01-01 | 0 | MW
0 | 0 | System | Generator | Build CC 2031 | Build CC | Firm Capacity | 1 | 2042-04-01 | 0 | MW
0 | 0 | System | Generator | Build CC 2031 | Build CC | Firm Capacity | 1 | 2042-07-01 | 0 | MW
0 | 0 | System | Generator | Build CC 2031 | Build CC | Firm Capacity | 1 | 2042-10-01 | 0 | MW
Build CC 2031_Firm Capacity2043 | Build CC_Firm Capacity2043 | System | Generator | Build CC 2031 | Build CC | Firm Capacity | 1 | 2043-01-01 | 0 | MW
0 | 0 | System | Generator | Build CC 2031 | Build CC | Firm Capacity | 1 | 2043-04-01 | 0 | MW
0 | 0 | System | Generator | Build CC 2031 | Build CC | Firm Capacity | 1 | 2043-07-01 | 0 | MW
0 | 0 | System | Generator | Build CC 2031 | Build CC | Firm Capacity | 1 | 2043-10-01 | 0 | MW
Build CC 2032_Firm Capacity2024 | Build CC_Firm Capacity2024 | System | Generator | Build CC 2032 | Build CC | Firm Capacity | 1 | 2024-01-01 | 0 | MW
0 | 0 | System | Generator | Build CC 2032 | Build CC | Firm Capacity | 1 | 2024-04-01 | 0 | MW
0 | 0 | System | Generator | Build CC 2032 | Build CC | Firm Capacity | 1 | 2024-07-01 | 0 | MW
0 | 0 | System | Generator | Build CC 2032 | Build CC | Firm Capacity | 1 | 2024-10-01 | 0 | MW
Build CC 2032_Firm Capacity2025 | Build CC_Firm Capacity2025 | System | Generator | Build CC 2032 | Build CC | Firm Capacity | 1 | 2025-01-01 | 0 | MW
0 | 0 | System | Generator | Build CC 2032 | Build CC | Firm Capacity | 1 | 2025-04-01 | 0 | MW
0 | 0 | System | Generator | Build CC 2032 | Build CC | Firm Capacity | 1 | 2025-07-01 | 0 | MW
0 | 0 | System | Generator | Build CC 2032 | Build CC | Firm Capacity | 1 | 2025-10-01 | 0 | MW
Build CC 2032_Firm Capacity2026 | Build CC_Firm Capacity2026 | System | Generator | Build CC 2032 | Build CC | Firm Capacity | 1 | 2026-01-01 | 0 | MW
0 | 0 | System | Generator | Build CC 2032 | Build CC | Firm Capacity | 1 | 2026-04-01 | 0 | MW
0 | 0 | System | Generator | Build CC 2032 | Build CC | Firm Capacity | 1 | 2026-07-01 | 0 | MW
0 | 0 | System | Generator | Build CC 2032 | Build CC | Firm Capacity | 1 | 2026-10-01 | 0 | MW
Build CC 2032_Firm Capacity2027 | Build CC_Firm Capacity2027 | System | Generator | Build CC 2032 | Build CC | Firm Capacity | 1 | 2027-01-01 | 0 | MW
0 | 0 | System | Generator | Build CC 2032 | Build CC | Firm Capacity | 1 | 2027-04-01 | 0 | MW
0 | 0 | System | Generator | Build CC 2032 | Build CC | Firm Capacity | 1 | 2027-07-01 | 0 | MW
0 | 0 | System | Generator | Build CC 2032 | Build CC | Firm Capacity | 1 | 2027-10-01 | 0 | MW
Build CC 2032_Firm Capacity2028 | Build CC_Firm Capacity2028 | System | Generator | Build CC 2032 | Build CC | Firm Capacity | 1 | 2028-01-01 | 0 | MW
0 | 0 | System | Generator | Build CC 2032 | Build CC | Firm Capacity | 1 | 2028-04-01 | 0 | MW
0 | 0 | System | Generator | Build CC 2032 | Build CC | Firm Capacity | 1 | 2028-07-01 | 0 | MW
0 | 0 | System | Generator | Build CC 2032 | Build CC | Firm Capacity | 1 | 2028-10-01 | 0 | MW
Build CC 2032_Firm Capacity2029 | Build CC_Firm Capacity2029 | System | Generator | Build CC 2032 | Build CC | Firm Capacity | 1 | 2029-01-01 | 0 | MW
0 | 0 | System | Generator | Build CC 2032 | Build CC | Firm Capacity | 1 | 2029-04-01 | 0 | MW
0 | 0 | System | Generator | Build CC 2032 | Build CC | Firm Capacity | 1 | 2029-07-01 | 0 | MW
0 | 0 | System | Generator | Build CC 2032 | Build CC | Firm Capacity | 1 | 2029-10-01 | 0 | MW
Build CC 2032_Firm Capacity2030 | Build CC_Firm Capacity2030 | System | Generator | Build CC 2032 | Build CC | Firm Capacity | 1 | 2030-01-01 | 0 | MW
0 | 0 | System | Generator | Build CC 2032 | Build CC | Firm Capacity | 1 | 2030-04-01 | 0 | MW
0 | 0 | System | Generator | Build CC 2032 | Build CC | Firm Capacity | 1 | 2030-07-01 | 0 | MW
0 | 0 | System | Generator | Build CC 2032 | Build CC | Firm Capacity | 1 | 2030-10-01 | 0 | MW
Build CC 2032_Firm Capacity2031 | Build CC_Firm Capacity2031 | System | Generator | Build CC 2032 | Build CC | Firm Capacity | 1 | 2031-01-01 | 0 | MW
0 | 0 | System | Generator | Build CC 2032 | Build CC | Firm Capacity | 1 | 2031-04-01 | 0 | MW
0 | 0 | System | Generator | Build CC 2032 | Build CC | Firm Capacity | 1 | 2031-07-01 | 0 | MW
0 | 0 | System | Generator | Build CC 2032 | Build CC | Firm Capacity | 1 | 2031-10-01 | 0 | MW
Build CC 2032_Firm Capacity2032 | Build CC_Firm Capacity2032 | System | Generator | Build CC 2032 | Build CC | Firm Capacity | 1 | 2032-01-01 | 0 | MW
0 | 0 | System | Generator | Build CC 2032 | Build CC | Firm Capacity | 1 | 2032-04-01 | 0 | MW
0 | 0 | System | Generator | Build CC 2032 | Build CC | Firm Capacity | 1 | 2032-07-01 | 0 | MW
0 | 0 | System | Generator | Build CC 2032 | Build CC | Firm Capacity | 1 | 2032-10-01 | 0 | MW
Build CC 2032_Firm Capacity2033 | Build CC_Firm Capacity2033 | System | Generator | Build CC 2032 | Build CC | Firm Capacity | 1 | 2033-01-01 | 0 | MW
0 | 0 | System | Generator | Build CC 2032 | Build CC | Firm Capacity | 1 | 2033-04-01 | 0 | MW
0 | 0 | System | Generator | Build CC 2032 | Build CC | Firm Capacity | 1 | 2033-07-01 | 0 | MW
0 | 0 | System | Generator | Build CC 2032 | Build CC | Firm Capacity | 1 | 2033-10-01 | 0 | MW
Build CC 2032_Firm Capacity2034 | Build CC_Firm Capacity2034 | System | Generator | Build CC 2032 | Build CC | Firm Capacity | 1 | 2034-01-01 | 0 | MW
0 | 0 | System | Generator | Build CC 2032 | Build CC | Firm Capacity | 1 | 2034-04-01 | 0 | MW
0 | 0 | System | Generator | Build CC 2032 | Build CC | Firm Capacity | 1 | 2034-07-01 | 0 | MW
0 | 0 | System | Generator | Build CC 2032 | Build CC | Firm Capacity | 1 | 2034-10-01 | 0 | MW
Build CC 2032_Firm Capacity2035 | Build CC_Firm Capacity2035 | System | Generator | Build CC 2032 | Build CC | Firm Capacity | 1 | 2035-01-01 | 0 | MW
0 | 0 | System | Generator | Build CC 2032 | Build CC | Firm Capacity | 1 | 2035-04-01 | 0 | MW
0 | 0 | System | Generator | Build CC 2032 | Build CC | Firm Capacity | 1 | 2035-07-01 | 0 | MW
0 | 0 | System | Generator | Build CC 2032 | Build CC | Firm Capacity | 1 | 2035-10-01 | 0 | MW
Build CC 2032_Firm Capacity2036 | Build CC_Firm Capacity2036 | System | Generator | Build CC 2032 | Build CC | Firm Capacity | 1 | 2036-01-01 | 0 | MW
0 | 0 | System | Generator | Build CC 2032 | Build CC | Firm Capacity | 1 | 2036-04-01 | 0 | MW
0 | 0 | System | Generator | Build CC 2032 | Build CC | Firm Capacity | 1 | 2036-07-01 | 0 | MW
0 | 0 | System | Generator | Build CC 2032 | Build CC | Firm Capacity | 1 | 2036-10-01 | 0 | MW
Build CC 2032_Firm Capacity2037 | Build CC_Firm Capacity2037 | System | Generator | Build CC 2032 | Build CC | Firm Capacity | 1 | 2037-01-01 | 0 | MW
0 | 0 | System | Generator | Build CC 2032 | Build CC | Firm Capacity | 1 | 2037-04-01 | 0 | MW
0 | 0 | System | Generator | Build CC 2032 | Build CC | Firm Capacity | 1 | 2037-07-01 | 0 | MW
0 | 0 | System | Generator | Build CC 2032 | Build CC | Firm Capacity | 1 | 2037-10-01 | 0 | MW
Build CC 2032_Firm Capacity2038 | Build CC_Firm Capacity2038 | System | Generator | Build CC 2032 | Build CC | Firm Capacity | 1 | 2038-01-01 | 0 | MW
0 | 0 | System | Generator | Build CC 2032 | Build CC | Firm Capacity | 1 | 2038-04-01 | 0 | MW
0 | 0 | System | Generator | Build CC 2032 | Build CC | Firm Capacity | 1 | 2038-07-01 | 0 | MW
0 | 0 | System | Generator | Build CC 2032 | Build CC | Firm Capacity | 1 | 2038-10-01 | 0 | MW
Build CC 2032_Firm Capacity2039 | Build CC_Firm Capacity2039 | System | Generator | Build CC 2032 | Build CC | Firm Capacity | 1 | 2039-01-01 | 0 | MW
0 | 0 | System | Generator | Build CC 2032 | Build CC | Firm Capacity | 1 | 2039-04-01 | 0 | MW
0 | 0 | System | Generator | Build CC 2032 | Build CC | Firm Capacity | 1 | 2039-07-01 | 0 | MW
0 | 0 | System | Generator | Build CC 2032 | Build CC | Firm Capacity | 1 | 2039-10-01 | 0 | MW
Build CC 2032_Firm Capacity2040 | Build CC_Firm Capacity2040 | System | Generator | Build CC 2032 | Build CC | Firm Capacity | 1 | 2040-01-01 | 0 | MW
0 | 0 | System | Generator | Build CC 2032 | Build CC | Firm Capacity | 1 | 2040-04-01 | 0 | MW
0 | 0 | System | Generator | Build CC 2032 | Build CC | Firm Capacity | 1 | 2040-07-01 | 0 | MW
0 | 0 | System | Generator | Build CC 2032 | Build CC | Firm Capacity | 1 | 2040-10-01 | 0 | MW
Build CC 2032_Firm Capacity2041 | Build CC_Firm Capacity2041 | System | Generator | Build CC 2032 | Build CC | Firm Capacity | 1 | 2041-01-01 | 0 | MW
0 | 0 | System | Generator | Build CC 2032 | Build CC | Firm Capacity | 1 | 2041-04-01 | 0 | MW
0 | 0 | System | Generator | Build CC 2032 | Build CC | Firm Capacity | 1 | 2041-07-01 | 0 | MW
0 | 0 | System | Generator | Build CC 2032 | Build CC | Firm Capacity | 1 | 2041-10-01 | 0 | MW
Build CC 2032_Firm Capacity2042 | Build CC_Firm Capacity2042 | System | Generator | Build CC 2032 | Build CC | Firm Capacity | 1 | 2042-01-01 | 0 | MW
0 | 0 | System | Generator | Build CC 2032 | Build CC | Firm Capacity | 1 | 2042-04-01 | 0 | MW
0 | 0 | System | Generator | Build CC 2032 | Build CC | Firm Capacity | 1 | 2042-07-01 | 0 | MW
0 | 0 | System | Generator | Build CC 2032 | Build CC | Firm Capacity | 1 | 2042-10-01 | 0 | MW
Build CC 2032_Firm Capacity2043 | Build CC_Firm Capacity2043 | System | Generator | Build CC 2032 | Build CC | Firm Capacity | 1 | 2043-01-01 | 0 | MW
0 | 0 | System | Generator | Build CC 2032 | Build CC | Firm Capacity | 1 | 2043-04-01 | 0 | MW
0 | 0 | System | Generator | Build CC 2032 | Build CC | Firm Capacity | 1 | 2043-07-01 | 0 | MW
0 | 0 | System | Generator | Build CC 2032 | Build CC | Firm Capacity | 1 | 2043-10-01 | 0 | MW
Build CC 2033_Firm Capacity2024 | Build CC_Firm Capacity2024 | System | Generator | Build CC 2033 | Build CC | Firm Capacity | 1 | 2024-01-01 | 0 | MW
0 | 0 | System | Generator | Build CC 2033 | Build CC | Firm Capacity | 1 | 2024-04-01 | 0 | MW
0 | 0 | System | Generator | Build CC 2033 | Build CC | Firm Capacity | 1 | 2024-07-01 | 0 | MW
0 | 0 | System | Generator | Build CC 2033 | Build CC | Firm Capacity | 1 | 2024-10-01 | 0 | MW
Build CC 2033_Firm Capacity2025 | Build CC_Firm Capacity2025 | System | Generator | Build CC 2033 | Build CC | Firm Capacity | 1 | 2025-01-01 | 0 | MW
0 | 0 | System | Generator | Build CC 2033 | Build CC | Firm Capacity | 1 | 2025-04-01 | 0 | MW
0 | 0 | System | Generator | Build CC 2033 | Build CC | Firm Capacity | 1 | 2025-07-01 | 0 | MW
0 | 0 | System | Generator | Build CC 2033 | Build CC | Firm Capacity | 1 | 2025-10-01 | 0 | MW
Build CC 2033_Firm Capacity2026 | Build CC_Firm Capacity2026 | System | Generator | Build CC 2033 | Build CC | Firm Capacity | 1 | 2026-01-01 | 0 | MW
0 | 0 | System | Generator | Build CC 2033 | Build CC | Firm Capacity | 1 | 2026-04-01 | 0 | MW
0 | 0 | System | Generator | Build CC 2033 | Build CC | Firm Capacity | 1 | 2026-07-01 | 0 | MW
0 | 0 | System | Generator | Build CC 2033 | Build CC | Firm Capacity | 1 | 2026-10-01 | 0 | MW
Build CC 2033_Firm Capacity2027 | Build CC_Firm Capacity2027 | System | Generator | Build CC 2033 | Build CC | Firm Capacity | 1 | 2027-01-01 | 0 | MW
0 | 0 | System | Generator | Build CC 2033 | Build CC | Firm Capacity | 1 | 2027-04-01 | 0 | MW
0 | 0 | System | Generator | Build CC 2033 | Build CC | Firm Capacity | 1 | 2027-07-01 | 0 | MW
0 | 0 | System | Generator | Build CC 2033 | Build CC | Firm Capacity | 1 | 2027-10-01 | 0 | MW
Build CC 2033_Firm Capacity2028 | Build CC_Firm Capacity2028 | System | Generator | Build CC 2033 | Build CC | Firm Capacity | 1 | 2028-01-01 | 0 | MW
0 | 0 | System | Generator | Build CC 2033 | Build CC | Firm Capacity | 1 | 2028-04-01 | 0 | MW
0 | 0 | System | Generator | Build CC 2033 | Build CC | Firm Capacity | 1 | 2028-07-01 | 0 | MW
0 | 0 | System | Generator | Build CC 2033 | Build CC | Firm Capacity | 1 | 2028-10-01 | 0 | MW
Build CC 2033_Firm Capacity2029 | Build CC_Firm Capacity2029 | System | Generator | Build CC 2033 | Build CC | Firm Capacity | 1 | 2029-01-01 | 0 | MW
0 | 0 | System | Generator | Build CC 2033 | Build CC | Firm Capacity | 1 | 2029-04-01 | 0 | MW
0 | 0 | System | Generator | Build CC 2033 | Build CC | Firm Capacity | 1 | 2029-07-01 | 0 | MW
0 | 0 | System | Generator | Build CC 2033 | Build CC | Firm Capacity | 1 | 2029-10-01 | 0 | MW
Build CC 2033_Firm Capacity2030 | Build CC_Firm Capacity2030 | System | Generator | Build CC 2033 | Build CC | Firm Capacity | 1 | 2030-01-01 | 0 | MW
0 | 0 | System | Generator | Build CC 2033 | Build CC | Firm Capacity | 1 | 2030-04-01 | 0 | MW
0 | 0 | System | Generator | Build CC 2033 | Build CC | Firm Capacity | 1 | 2030-07-01 | 0 | MW
0 | 0 | System | Generator | Build CC 2033 | Build CC | Firm Capacity | 1 | 2030-10-01 | 0 | MW
Build CC 2033_Firm Capacity2031 | Build CC_Firm Capacity2031 | System | Generator | Build CC 2033 | Build CC | Firm Capacity | 1 | 2031-01-01 | 0 | MW
0 | 0 | System | Generator | Build CC 2033 | Build CC | Firm Capacity | 1 | 2031-04-01 | 0 | MW
0 | 0 | System | Generator | Build CC 2033 | Build CC | Firm Capacity | 1 | 2031-07-01 | 0 | MW
0 | 0 | System | Generator | Build CC 2033 | Build CC | Firm Capacity | 1 | 2031-10-01 | 0 | MW
Build CC 2033_Firm Capacity2032 | Build CC_Firm Capacity2032 | System | Generator | Build CC 2033 | Build CC | Firm Capacity | 1 | 2032-01-01 | 0 | MW
0 | 0 | System | Generator | Build CC 2033 | Build CC | Firm Capacity | 1 | 2032-04-01 | 0 | MW
0 | 0 | System | Generator | Build CC 2033 | Build CC | Firm Capacity | 1 | 2032-07-01 | 0 | MW
0 | 0 | System | Generator | Build CC 2033 | Build CC | Firm Capacity | 1 | 2032-10-01 | 0 | MW
Build CC 2033_Firm Capacity2033 | Build CC_Firm Capacity2033 | System | Generator | Build CC 2033 | Build CC | Firm Capacity | 1 | 2033-01-01 | 0 | MW
0 | 0 | System | Generator | Build CC 2033 | Build CC | Firm Capacity | 1 | 2033-04-01 | 0 | MW
0 | 0 | System | Generator | Build CC 2033 | Build CC | Firm Capacity | 1 | 2033-07-01 | 0 | MW
0 | 0 | System | Generator | Build CC 2033 | Build CC | Firm Capacity | 1 | 2033-10-01 | 0 | MW
Build CC 2033_Firm Capacity2034 | Build CC_Firm Capacity2034 | System | Generator | Build CC 2033 | Build CC | Firm Capacity | 1 | 2034-01-01 | 0 | MW
0 | 0 | System | Generator | Build CC 2033 | Build CC | Firm Capacity | 1 | 2034-04-01 | 0 | MW
0 | 0 | System | Generator | Build CC 2033 | Build CC | Firm Capacity | 1 | 2034-07-01 | 0 | MW
0 | 0 | System | Generator | Build CC 2033 | Build CC | Firm Capacity | 1 | 2034-10-01 | 0 | MW
Build CC 2033_Firm Capacity2035 | Build CC_Firm Capacity2035 | System | Generator | Build CC 2033 | Build CC | Firm Capacity | 1 | 2035-01-01 | 0 | MW
0 | 0 | System | Generator | Build CC 2033 | Build CC | Firm Capacity | 1 | 2035-04-01 | 0 | MW
0 | 0 | System | Generator | Build CC 2033 | Build CC | Firm Capacity | 1 | 2035-07-01 | 0 | MW
0 | 0 | System | Generator | Build CC 2033 | Build CC | Firm Capacity | 1 | 2035-10-01 | 0 | MW
Build CC 2033_Firm Capacity2036 | Build CC_Firm Capacity2036 | System | Generator | Build CC 2033 | Build CC | Firm Capacity | 1 | 2036-01-01 | 0 | MW
0 | 0 | System | Generator | Build CC 2033 | Build CC | Firm Capacity | 1 | 2036-04-01 | 0 | MW
0 | 0 | System | Generator | Build CC 2033 | Build CC | Firm Capacity | 1 | 2036-07-01 | 0 | MW
0 | 0 | System | Generator | Build CC 2033 | Build CC | Firm Capacity | 1 | 2036-10-01 | 0 | MW
Build CC 2033_Firm Capacity2037 | Build CC_Firm Capacity2037 | System | Generator | Build CC 2033 | Build CC | Firm Capacity | 1 | 2037-01-01 | 0 | MW
0 | 0 | System | Generator | Build CC 2033 | Build CC | Firm Capacity | 1 | 2037-04-01 | 0 | MW
0 | 0 | System | Generator | Build CC 2033 | Build CC | Firm Capacity | 1 | 2037-07-01 | 0 | MW
0 | 0 | System | Generator | Build CC 2033 | Build CC | Firm Capacity | 1 | 2037-10-01 | 0 | MW
Build CC 2033_Firm Capacity2038 | Build CC_Firm Capacity2038 | System | Generator | Build CC 2033 | Build CC | Firm Capacity | 1 | 2038-01-01 | 0 | MW
0 | 0 | System | Generator | Build CC 2033 | Build CC | Firm Capacity | 1 | 2038-04-01 | 0 | MW
0 | 0 | System | Generator | Build CC 2033 | Build CC | Firm Capacity | 1 | 2038-07-01 | 0 | MW
0 | 0 | System | Generator | Build CC 2033 | Build CC | Firm Capacity | 1 | 2038-10-01 | 0 | MW
Build CC 2033_Firm Capacity2039 | Build CC_Firm Capacity2039 | System | Generator | Build CC 2033 | Build CC | Firm Capacity | 1 | 2039-01-01 | 0 | MW
0 | 0 | System | Generator | Build CC 2033 | Build CC | Firm Capacity | 1 | 2039-04-01 | 0 | MW
0 | 0 | System | Generator | Build CC 2033 | Build CC | Firm Capacity | 1 | 2039-07-01 | 0 | MW
0 | 0 | System | Generator | Build CC 2033 | Build CC | Firm Capacity | 1 | 2039-10-01 | 0 | MW
Build CC 2033_Firm Capacity2040 | Build CC_Firm Capacity2040 | System | Generator | Build CC 2033 | Build CC | Firm Capacity | 1 | 2040-01-01 | 0 | MW
0 | 0 | System | Generator | Build CC 2033 | Build CC | Firm Capacity | 1 | 2040-04-01 | 0 | MW
0 | 0 | System | Generator | Build CC 2033 | Build CC | Firm Capacity | 1 | 2040-07-01 | 0 | MW
0 | 0 | System | Generator | Build CC 2033 | Build CC | Firm Capacity | 1 | 2040-10-01 | 0 | MW
Build CC 2033_Firm Capacity2041 | Build CC_Firm Capacity2041 | System | Generator | Build CC 2033 | Build CC | Firm Capacity | 1 | 2041-01-01 | 0 | MW
0 | 0 | System | Generator | Build CC 2033 | Build CC | Firm Capacity | 1 | 2041-04-01 | 0 | MW
0 | 0 | System | Generator | Build CC 2033 | Build CC | Firm Capacity | 1 | 2041-07-01 | 0 | MW
0 | 0 | System | Generator | Build CC 2033 | Build CC | Firm Capacity | 1 | 2041-10-01 | 0 | MW
Build CC 2033_Firm Capacity2042 | Build CC_Firm Capacity2042 | System | Generator | Build CC 2033 | Build CC | Firm Capacity | 1 | 2042-01-01 | 0 | MW
0 | 0 | System | Generator | Build CC 2033 | Build CC | Firm Capacity | 1 | 2042-04-01 | 0 | MW
0 | 0 | System | Generator | Build CC 2033 | Build CC | Firm Capacity | 1 | 2042-07-01 | 0 | MW
0 | 0 | System | Generator | Build CC 2033 | Build CC | Firm Capacity | 1 | 2042-10-01 | 0 | MW
Build CC 2033_Firm Capacity2043 | Build CC_Firm Capacity2043 | System | Generator | Build CC 2033 | Build CC | Firm Capacity | 1 | 2043-01-01 | 0 | MW
0 | 0 | System | Generator | Build CC 2033 | Build CC | Firm Capacity | 1 | 2043-04-01 | 0 | MW
0 | 0 | System | Generator | Build CC 2033 | Build CC | Firm Capacity | 1 | 2043-07-01 | 0 | MW
0 | 0 | System | Generator | Build CC 2033 | Build CC | Firm Capacity | 1 | 2043-10-01 | 0 | MW
Build CC 2034_Firm Capacity2024 | Build CC_Firm Capacity2024 | System | Generator | Build CC 2034 | Build CC | Firm Capacity | 1 | 2024-01-01 | 0 | MW
0 | 0 | System | Generator | Build CC 2034 | Build CC | Firm Capacity | 1 | 2024-04-01 | 0 | MW
0 | 0 | System | Generator | Build CC 2034 | Build CC | Firm Capacity | 1 | 2024-07-01 | 0 | MW
0 | 0 | System | Generator | Build CC 2034 | Build CC | Firm Capacity | 1 | 2024-10-01 | 0 | MW
Build CC 2034_Firm Capacity2025 | Build CC_Firm Capacity2025 | System | Generator | Build CC 2034 | Build CC | Firm Capacity | 1 | 2025-01-01 | 0 | MW
0 | 0 | System | Generator | Build CC 2034 | Build CC | Firm Capacity | 1 | 2025-04-01 | 0 | MW
0 | 0 | System | Generator | Build CC 2034 | Build CC | Firm Capacity | 1 | 2025-07-01 | 0 | MW
0 | 0 | System | Generator | Build CC 2034 | Build CC | Firm Capacity | 1 | 2025-10-01 | 0 | MW
Build CC 2034_Firm Capacity2026 | Build CC_Firm Capacity2026 | System | Generator | Build CC 2034 | Build CC | Firm Capacity | 1 | 2026-01-01 | 0 | MW
0 | 0 | System | Generator | Build CC 2034 | Build CC | Firm Capacity | 1 | 2026-04-01 | 0 | MW
0 | 0 | System | Generator | Build CC 2034 | Build CC | Firm Capacity | 1 | 2026-07-01 | 0 | MW
0 | 0 | System | Generator | Build CC 2034 | Build CC | Firm Capacity | 1 | 2026-10-01 | 0 | MW
Build CC 2034_Firm Capacity2027 | Build CC_Firm Capacity2027 | System | Generator | Build CC 2034 | Build CC | Firm Capacity | 1 | 2027-01-01 | 0 | MW
0 | 0 | System | Generator | Build CC 2034 | Build CC | Firm Capacity | 1 | 2027-04-01 | 0 | MW
0 | 0 | System | Generator | Build CC 2034 | Build CC | Firm Capacity | 1 | 2027-07-01 | 0 | MW
0 | 0 | System | Generator | Build CC 2034 | Build CC | Firm Capacity | 1 | 2027-10-01 | 0 | MW
Build CC 2034_Firm Capacity2028 | Build CC_Firm Capacity2028 | System | Generator | Build CC 2034 | Build CC | Firm Capacity | 1 | 2028-01-01 | 0 | MW
0 | 0 | System | Generator | Build CC 2034 | Build CC | Firm Capacity | 1 | 2028-04-01 | 0 | MW
0 | 0 | System | Generator | Build CC 2034 | Build CC | Firm Capacity | 1 | 2028-07-01 | 0 | MW
0 | 0 | System | Generator | Build CC 2034 | Build CC | Firm Capacity | 1 | 2028-10-01 | 0 | MW
Build CC 2034_Firm Capacity2029 | Build CC_Firm Capacity2029 | System | Generator | Build CC 2034 | Build CC | Firm Capacity | 1 | 2029-01-01 | 0 | MW
0 | 0 | System | Generator | Build CC 2034 | Build CC | Firm Capacity | 1 | 2029-04-01 | 0 | MW
0 | 0 | System | Generator | Build CC 2034 | Build CC | Firm Capacity | 1 | 2029-07-01 | 0 | MW
0 | 0 | System | Generator | Build CC 2034 | Build CC | Firm Capacity | 1 | 2029-10-01 | 0 | MW
Build CC 2034_Firm Capacity2030 | Build CC_Firm Capacity2030 | System | Generator | Build CC 2034 | Build CC | Firm Capacity | 1 | 2030-01-01 | 0 | MW
0 | 0 | System | Generator | Build CC 2034 | Build CC | Firm Capacity | 1 | 2030-04-01 | 0 | MW
0 | 0 | System | Generator | Build CC 2034 | Build CC | Firm Capacity | 1 | 2030-07-01 | 0 | MW
0 | 0 | System | Generator | Build CC 2034 | Build CC | Firm Capacity | 1 | 2030-10-01 | 0 | MW
Build CC 2034_Firm Capacity2031 | Build CC_Firm Capacity2031 | System | Generator | Build CC 2034 | Build CC | Firm Capacity | 1 | 2031-01-01 | 0 | MW
0 | 0 | System | Generator | Build CC 2034 | Build CC | Firm Capacity | 1 | 2031-04-01 | 0 | MW
0 | 0 | System | Generator | Build CC 2034 | Build CC | Firm Capacity | 1 | 2031-07-01 | 0 | MW
0 | 0 | System | Generator | Build CC 2034 | Build CC | Firm Capacity | 1 | 2031-10-01 | 0 | MW
Build CC 2034_Firm Capacity2032 | Build CC_Firm Capacity2032 | System | Generator | Build CC 2034 | Build CC | Firm Capacity | 1 | 2032-01-01 | 0 | MW
0 | 0 | System | Generator | Build CC 2034 | Build CC | Firm Capacity | 1 | 2032-04-01 | 0 | MW
0 | 0 | System | Generator | Build CC 2034 | Build CC | Firm Capacity | 1 | 2032-07-01 | 0 | MW
0 | 0 | System | Generator | Build CC 2034 | Build CC | Firm Capacity | 1 | 2032-10-01 | 0 | MW
Build CC 2034_Firm Capacity2033 | Build CC_Firm Capacity2033 | System | Generator | Build CC 2034 | Build CC | Firm Capacity | 1 | 2033-01-01 | 0 | MW
0 | 0 | System | Generator | Build CC 2034 | Build CC | Firm Capacity | 1 | 2033-04-01 | 0 | MW
0 | 0 | System | Generator | Build CC 2034 | Build CC | Firm Capacity | 1 | 2033-07-01 | 0 | MW
0 | 0 | System | Generator | Build CC 2034 | Build CC | Firm Capacity | 1 | 2033-10-01 | 0 | MW
Build CC 2034_Firm Capacity2034 | Build CC_Firm Capacity2034 | System | Generator | Build CC 2034 | Build CC | Firm Capacity | 1 | 2034-01-01 | 0 | MW
0 | 0 | System | Generator | Build CC 2034 | Build CC | Firm Capacity | 1 | 2034-04-01 | 0 | MW
0 | 0 | System | Generator | Build CC 2034 | Build CC | Firm Capacity | 1 | 2034-07-01 | 0 | MW
0 | 0 | System | Generator | Build CC 2034 | Build CC | Firm Capacity | 1 | 2034-10-01 | 0 | MW
Build CC 2034_Firm Capacity2035 | Build CC_Firm Capacity2035 | System | Generator | Build CC 2034 | Build CC | Firm Capacity | 1 | 2035-01-01 | 0 | MW
0 | 0 | System | Generator | Build CC 2034 | Build CC | Firm Capacity | 1 | 2035-04-01 | 0 | MW
0 | 0 | System | Generator | Build CC 2034 | Build CC | Firm Capacity | 1 | 2035-07-01 | 0 | MW
0 | 0 | System | Generator | Build CC 2034 | Build CC | Firm Capacity | 1 | 2035-10-01 | 0 | MW
Build CC 2034_Firm Capacity2036 | Build CC_Firm Capacity2036 | System | Generator | Build CC 2034 | Build CC | Firm Capacity | 1 | 2036-01-01 | 0 | MW
0 | 0 | System | Generator | Build CC 2034 | Build CC | Firm Capacity | 1 | 2036-04-01 | 0 | MW
0 | 0 | System | Generator | Build CC 2034 | Build CC | Firm Capacity | 1 | 2036-07-01 | 0 | MW
0 | 0 | System | Generator | Build CC 2034 | Build CC | Firm Capacity | 1 | 2036-10-01 | 0 | MW
Build CC 2034_Firm Capacity2037 | Build CC_Firm Capacity2037 | System | Generator | Build CC 2034 | Build CC | Firm Capacity | 1 | 2037-01-01 | 0 | MW
0 | 0 | System | Generator | Build CC 2034 | Build CC | Firm Capacity | 1 | 2037-04-01 | 0 | MW
0 | 0 | System | Generator | Build CC 2034 | Build CC | Firm Capacity | 1 | 2037-07-01 | 0 | MW
0 | 0 | System | Generator | Build CC 2034 | Build CC | Firm Capacity | 1 | 2037-10-01 | 0 | MW
Build CC 2034_Firm Capacity2038 | Build CC_Firm Capacity2038 | System | Generator | Build CC 2034 | Build CC | Firm Capacity | 1 | 2038-01-01 | 0 | MW
0 | 0 | System | Generator | Build CC 2034 | Build CC | Firm Capacity | 1 | 2038-04-01 | 0 | MW
0 | 0 | System | Generator | Build CC 2034 | Build CC | Firm Capacity | 1 | 2038-07-01 | 0 | MW
0 | 0 | System | Generator | Build CC 2034 | Build CC | Firm Capacity | 1 | 2038-10-01 | 0 | MW
Build CC 2034_Firm Capacity2039 | Build CC_Firm Capacity2039 | System | Generator | Build CC 2034 | Build CC | Firm Capacity | 1 | 2039-01-01 | 0 | MW
0 | 0 | System | Generator | Build CC 2034 | Build CC | Firm Capacity | 1 | 2039-04-01 | 0 | MW
0 | 0 | System | Generator | Build CC 2034 | Build CC | Firm Capacity | 1 | 2039-07-01 | 0 | MW
0 | 0 | System | Generator | Build CC 2034 | Build CC | Firm Capacity | 1 | 2039-10-01 | 0 | MW
Build CC 2034_Firm Capacity2040 | Build CC_Firm Capacity2040 | System | Generator | Build CC 2034 | Build CC | Firm Capacity | 1 | 2040-01-01 | 0 | MW
0 | 0 | System | Generator | Build CC 2034 | Build CC | Firm Capacity | 1 | 2040-04-01 | 0 | MW
0 | 0 | System | Generator | Build CC 2034 | Build CC | Firm Capacity | 1 | 2040-07-01 | 0 | MW
0 | 0 | System | Generator | Build CC 2034 | Build CC | Firm Capacity | 1 | 2040-10-01 | 0 | MW
Build CC 2034_Firm Capacity2041 | Build CC_Firm Capacity2041 | System | Generator | Build CC 2034 | Build CC | Firm Capacity | 1 | 2041-01-01 | 0 | MW
0 | 0 | System | Generator | Build CC 2034 | Build CC | Firm Capacity | 1 | 2041-04-01 | 0 | MW
0 | 0 | System | Generator | Build CC 2034 | Build CC | Firm Capacity | 1 | 2041-07-01 | 0 | MW
0 | 0 | System | Generator | Build CC 2034 | Build CC | Firm Capacity | 1 | 2041-10-01 | 0 | MW
Build CC 2034_Firm Capacity2042 | Build CC_Firm Capacity2042 | System | Generator | Build CC 2034 | Build CC | Firm Capacity | 1 | 2042-01-01 | 0 | MW
0 | 0 | System | Generator | Build CC 2034 | Build CC | Firm Capacity | 1 | 2042-04-01 | 0 | MW
0 | 0 | System | Generator | Build CC 2034 | Build CC | Firm Capacity | 1 | 2042-07-01 | 0 | MW
0 | 0 | System | Generator | Build CC 2034 | Build CC | Firm Capacity | 1 | 2042-10-01 | 0 | MW
Build CC 2034_Firm Capacity2043 | Build CC_Firm Capacity2043 | System | Generator | Build CC 2034 | Build CC | Firm Capacity | 1 | 2043-01-01 | 0 | MW
0 | 0 | System | Generator | Build CC 2034 | Build CC | Firm Capacity | 1 | 2043-04-01 | 0 | MW
0 | 0 | System | Generator | Build CC 2034 | Build CC | Firm Capacity | 1 | 2043-07-01 | 0 | MW
0 | 0 | System | Generator | Build CC 2034 | Build CC | Firm Capacity | 1 | 2043-10-01 | 0 | MW
Build CC 2035_Firm Capacity2024 | Build CC_Firm Capacity2024 | System | Generator | Build CC 2035 | Build CC | Firm Capacity | 1 | 2024-01-01 | 0 | MW
0 | 0 | System | Generator | Build CC 2035 | Build CC | Firm Capacity | 1 | 2024-04-01 | 0 | MW
0 | 0 | System | Generator | Build CC 2035 | Build CC | Firm Capacity | 1 | 2024-07-01 | 0 | MW
0 | 0 | System | Generator | Build CC 2035 | Build CC | Firm Capacity | 1 | 2024-10-01 | 0 | MW
Build CC 2035_Firm Capacity2025 | Build CC_Firm Capacity2025 | System | Generator | Build CC 2035 | Build CC | Firm Capacity | 1 | 2025-01-01 | 0 | MW
0 | 0 | System | Generator | Build CC 2035 | Build CC | Firm Capacity | 1 | 2025-04-01 | 0 | MW
0 | 0 | System | Generator | Build CC 2035 | Build CC | Firm Capacity | 1 | 2025-07-01 | 0 | MW
0 | 0 | System | Generator | Build CC 2035 | Build CC | Firm Capacity | 1 | 2025-10-01 | 0 | MW
Build CC 2035_Firm Capacity2026 | Build CC_Firm Capacity2026 | System | Generator | Build CC 2035 | Build CC | Firm Capacity | 1 | 2026-01-01 | 0 | MW
0 | 0 | System | Generator | Build CC 2035 | Build CC | Firm Capacity | 1 | 2026-04-01 | 0 | MW
0 | 0 | System | Generator | Build CC 2035 | Build CC | Firm Capacity | 1 | 2026-07-01 | 0 | MW
0 | 0 | System | Generator | Build CC 2035 | Build CC | Firm Capacity | 1 | 2026-10-01 | 0 | MW
Build CC 2035_Firm Capacity2027 | Build CC_Firm Capacity2027 | System | Generator | Build CC 2035 | Build CC | Firm Capacity | 1 | 2027-01-01 | 0 | MW
0 | 0 | System | Generator | Build CC 2035 | Build CC | Firm Capacity | 1 | 2027-04-01 | 0 | MW
0 | 0 | System | Generator | Build CC 2035 | Build CC | Firm Capacity | 1 | 2027-07-01 | 0 | MW
0 | 0 | System | Generator | Build CC 2035 | Build CC | Firm Capacity | 1 | 2027-10-01 | 0 | MW
Build CC 2035_Firm Capacity2028 | Build CC_Firm Capacity2028 | System | Generator | Build CC 2035 | Build CC | Firm Capacity | 1 | 2028-01-01 | 0 | MW
0 | 0 | System | Generator | Build CC 2035 | Build CC | Firm Capacity | 1 | 2028-04-01 | 0 | MW
0 | 0 | System | Generator | Build CC 2035 | Build CC | Firm Capacity | 1 | 2028-07-01 | 0 | MW
0 | 0 | System | Generator | Build CC 2035 | Build CC | Firm Capacity | 1 | 2028-10-01 | 0 | MW
Build CC 2035_Firm Capacity2029 | Build CC_Firm Capacity2029 | System | Generator | Build CC 2035 | Build CC | Firm Capacity | 1 | 2029-01-01 | 0 | MW
0 | 0 | System | Generator | Build CC 2035 | Build CC | Firm Capacity | 1 | 2029-04-01 | 0 | MW
0 | 0 | System | Generator | Build CC 2035 | Build CC | Firm Capacity | 1 | 2029-07-01 | 0 | MW
0 | 0 | System | Generator | Build CC 2035 | Build CC | Firm Capacity | 1 | 2029-10-01 | 0 | MW
Build CC 2035_Firm Capacity2030 | Build CC_Firm Capacity2030 | System | Generator | Build CC 2035 | Build CC | Firm Capacity | 1 | 2030-01-01 | 0 | MW
0 | 0 | System | Generator | Build CC 2035 | Build CC | Firm Capacity | 1 | 2030-04-01 | 0 | MW
0 | 0 | System | Generator | Build CC 2035 | Build CC | Firm Capacity | 1 | 2030-07-01 | 0 | MW
0 | 0 | System | Generator | Build CC 2035 | Build CC | Firm Capacity | 1 | 2030-10-01 | 0 | MW
Build CC 2035_Firm Capacity2031 | Build CC_Firm Capacity2031 | System | Generator | Build CC 2035 | Build CC | Firm Capacity | 1 | 2031-01-01 | 0 | MW
0 | 0 | System | Generator | Build CC 2035 | Build CC | Firm Capacity | 1 | 2031-04-01 | 0 | MW
0 | 0 | System | Generator | Build CC 2035 | Build CC | Firm Capacity | 1 | 2031-07-01 | 0 | MW
0 | 0 | System | Generator | Build CC 2035 | Build CC | Firm Capacity | 1 | 2031-10-01 | 0 | MW
Build CC 2035_Firm Capacity2032 | Build CC_Firm Capacity2032 | System | Generator | Build CC 2035 | Build CC | Firm Capacity | 1 | 2032-01-01 | 0 | MW
0 | 0 | System | Generator | Build CC 2035 | Build CC | Firm Capacity | 1 | 2032-04-01 | 0 | MW
0 | 0 | System | Generator | Build CC 2035 | Build CC | Firm Capacity | 1 | 2032-07-01 | 0 | MW
0 | 0 | System | Generator | Build CC 2035 | Build CC | Firm Capacity | 1 | 2032-10-01 | 0 | MW
Build CC 2035_Firm Capacity2033 | Build CC_Firm Capacity2033 | System | Generator | Build CC 2035 | Build CC | Firm Capacity | 1 | 2033-01-01 | 0 | MW
0 | 0 | System | Generator | Build CC 2035 | Build CC | Firm Capacity | 1 | 2033-04-01 | 0 | MW
0 | 0 | System | Generator | Build CC 2035 | Build CC | Firm Capacity | 1 | 2033-07-01 | 0 | MW
0 | 0 | System | Generator | Build CC 2035 | Build CC | Firm Capacity | 1 | 2033-10-01 | 0 | MW
Build CC 2035_Firm Capacity2034 | Build CC_Firm Capacity2034 | System | Generator | Build CC 2035 | Build CC | Firm Capacity | 1 | 2034-01-01 | 0 | MW
0 | 0 | System | Generator | Build CC 2035 | Build CC | Firm Capacity | 1 | 2034-04-01 | 0 | MW
0 | 0 | System | Generator | Build CC 2035 | Build CC | Firm Capacity | 1 | 2034-07-01 | 0 | MW
0 | 0 | System | Generator | Build CC 2035 | Build CC | Firm Capacity | 1 | 2034-10-01 | 0 | MW
Build CC 2035_Firm Capacity2035 | Build CC_Firm Capacity2035 | System | Generator | Build CC 2035 | Build CC | Firm Capacity | 1 | 2035-01-01 | 0 | MW
0 | 0 | System | Generator | Build CC 2035 | Build CC | Firm Capacity | 1 | 2035-04-01 | 0 | MW
0 | 0 | System | Generator | Build CC 2035 | Build CC | Firm Capacity | 1 | 2035-07-01 | 0 | MW
0 | 0 | System | Generator | Build CC 2035 | Build CC | Firm Capacity | 1 | 2035-10-01 | 0 | MW
Build CC 2035_Firm Capacity2036 | Build CC_Firm Capacity2036 | System | Generator | Build CC 2035 | Build CC | Firm Capacity | 1 | 2036-01-01 | 0 | MW
0 | 0 | System | Generator | Build CC 2035 | Build CC | Firm Capacity | 1 | 2036-04-01 | 0 | MW
0 | 0 | System | Generator | Build CC 2035 | Build CC | Firm Capacity | 1 | 2036-07-01 | 0 | MW
0 | 0 | System | Generator | Build CC 2035 | Build CC | Firm Capacity | 1 | 2036-10-01 | 0 | MW
Build CC 2035_Firm Capacity2037 | Build CC_Firm Capacity2037 | System | Generator | Build CC 2035 | Build CC | Firm Capacity | 1 | 2037-01-01 | 0 | MW
0 | 0 | System | Generator | Build CC 2035 | Build CC | Firm Capacity | 1 | 2037-04-01 | 0 | MW
0 | 0 | System | Generator | Build CC 2035 | Build CC | Firm Capacity | 1 | 2037-07-01 | 0 | MW
0 | 0 | System | Generator | Build CC 2035 | Build CC | Firm Capacity | 1 | 2037-10-01 | 0 | MW
Build CC 2035_Firm Capacity2038 | Build CC_Firm Capacity2038 | System | Generator | Build CC 2035 | Build CC | Firm Capacity | 1 | 2038-01-01 | 0 | MW
0 | 0 | System | Generator | Build CC 2035 | Build CC | Firm Capacity | 1 | 2038-04-01 | 0 | MW
0 | 0 | System | Generator | Build CC 2035 | Build CC | Firm Capacity | 1 | 2038-07-01 | 0 | MW
0 | 0 | System | Generator | Build CC 2035 | Build CC | Firm Capacity | 1 | 2038-10-01 | 0 | MW
Build CC 2035_Firm Capacity2039 | Build CC_Firm Capacity2039 | System | Generator | Build CC 2035 | Build CC | Firm Capacity | 1 | 2039-01-01 | 0 | MW
0 | 0 | System | Generator | Build CC 2035 | Build CC | Firm Capacity | 1 | 2039-04-01 | 0 | MW
0 | 0 | System | Generator | Build CC 2035 | Build CC | Firm Capacity | 1 | 2039-07-01 | 0 | MW
0 | 0 | System | Generator | Build CC 2035 | Build CC | Firm Capacity | 1 | 2039-10-01 | 0 | MW
Build CC 2035_Firm Capacity2040 | Build CC_Firm Capacity2040 | System | Generator | Build CC 2035 | Build CC | Firm Capacity | 1 | 2040-01-01 | 0 | MW
0 | 0 | System | Generator | Build CC 2035 | Build CC | Firm Capacity | 1 | 2040-04-01 | 0 | MW
0 | 0 | System | Generator | Build CC 2035 | Build CC | Firm Capacity | 1 | 2040-07-01 | 0 | MW
0 | 0 | System | Generator | Build CC 2035 | Build CC | Firm Capacity | 1 | 2040-10-01 | 0 | MW
Build CC 2035_Firm Capacity2041 | Build CC_Firm Capacity2041 | System | Generator | Build CC 2035 | Build CC | Firm Capacity | 1 | 2041-01-01 | 0 | MW
0 | 0 | System | Generator | Build CC 2035 | Build CC | Firm Capacity | 1 | 2041-04-01 | 0 | MW
0 | 0 | System | Generator | Build CC 2035 | Build CC | Firm Capacity | 1 | 2041-07-01 | 0 | MW
0 | 0 | System | Generator | Build CC 2035 | Build CC | Firm Capacity | 1 | 2041-10-01 | 0 | MW
Build CC 2035_Firm Capacity2042 | Build CC_Firm Capacity2042 | System | Generator | Build CC 2035 | Build CC | Firm Capacity | 1 | 2042-01-01 | 0 | MW
0 | 0 | System | Generator | Build CC 2035 | Build CC | Firm Capacity | 1 | 2042-04-01 | 0 | MW
0 | 0 | System | Generator | Build CC 2035 | Build CC | Firm Capacity | 1 | 2042-07-01 | 0 | MW
0 | 0 | System | Generator | Build CC 2035 | Build CC | Firm Capacity | 1 | 2042-10-01 | 0 | MW
Build CC 2035_Firm Capacity2043 | Build CC_Firm Capacity2043 | System | Generator | Build CC 2035 | Build CC | Firm Capacity | 1 | 2043-01-01 | 0 | MW
0 | 0 | System | Generator | Build CC 2035 | Build CC | Firm Capacity | 1 | 2043-04-01 | 0 | MW
0 | 0 | System | Generator | Build CC 2035 | Build CC | Firm Capacity | 1 | 2043-07-01 | 0 | MW
0 | 0 | System | Generator | Build CC 2035 | Build CC | Firm Capacity | 1 | 2043-10-01 | 0 | MW
Build CC 2036_Firm Capacity2024 | Build CC_Firm Capacity2024 | System | Generator | Build CC 2036 | Build CC | Firm Capacity | 1 | 2024-01-01 | 0 | MW
0 | 0 | System | Generator | Build CC 2036 | Build CC | Firm Capacity | 1 | 2024-04-01 | 0 | MW
0 | 0 | System | Generator | Build CC 2036 | Build CC | Firm Capacity | 1 | 2024-07-01 | 0 | MW
0 | 0 | System | Generator | Build CC 2036 | Build CC | Firm Capacity | 1 | 2024-10-01 | 0 | MW
Build CC 2036_Firm Capacity2025 | Build CC_Firm Capacity2025 | System | Generator | Build CC 2036 | Build CC | Firm Capacity | 1 | 2025-01-01 | 0 | MW
0 | 0 | System | Generator | Build CC 2036 | Build CC | Firm Capacity | 1 | 2025-04-01 | 0 | MW
0 | 0 | System | Generator | Build CC 2036 | Build CC | Firm Capacity | 1 | 2025-07-01 | 0 | MW
0 | 0 | System | Generator | Build CC 2036 | Build CC | Firm Capacity | 1 | 2025-10-01 | 0 | MW
Build CC 2036_Firm Capacity2026 | Build CC_Firm Capacity2026 | System | Generator | Build CC 2036 | Build CC | Firm Capacity | 1 | 2026-01-01 | 0 | MW
0 | 0 | System | Generator | Build CC 2036 | Build CC | Firm Capacity | 1 | 2026-04-01 | 0 | MW
0 | 0 | System | Generator | Build CC 2036 | Build CC | Firm Capacity | 1 | 2026-07-01 | 0 | MW
0 | 0 | System | Generator | Build CC 2036 | Build CC | Firm Capacity | 1 | 2026-10-01 | 0 | MW
Build CC 2036_Firm Capacity2027 | Build CC_Firm Capacity2027 | System | Generator | Build CC 2036 | Build CC | Firm Capacity | 1 | 2027-01-01 | 0 | MW
0 | 0 | System | Generator | Build CC 2036 | Build CC | Firm Capacity | 1 | 2027-04-01 | 0 | MW
0 | 0 | System | Generator | Build CC 2036 | Build CC | Firm Capacity | 1 | 2027-07-01 | 0 | MW
0 | 0 | System | Generator | Build CC 2036 | Build CC | Firm Capacity | 1 | 2027-10-01 | 0 | MW
Build CC 2036_Firm Capacity2028 | Build CC_Firm Capacity2028 | System | Generator | Build CC 2036 | Build CC | Firm Capacity | 1 | 2028-01-01 | 0 | MW
0 | 0 | System | Generator | Build CC 2036 | Build CC | Firm Capacity | 1 | 2028-04-01 | 0 | MW
0 | 0 | System | Generator | Build CC 2036 | Build CC | Firm Capacity | 1 | 2028-07-01 | 0 | MW
0 | 0 | System | Generator | Build CC 2036 | Build CC | Firm Capacity | 1 | 2028-10-01 | 0 | MW
Build CC 2036_Firm Capacity2029 | Build CC_Firm Capacity2029 | System | Generator | Build CC 2036 | Build CC | Firm Capacity | 1 | 2029-01-01 | 0 | MW
0 | 0 | System | Generator | Build CC 2036 | Build CC | Firm Capacity | 1 | 2029-04-01 | 0 | MW
0 | 0 | System | Generator | Build CC 2036 | Build CC | Firm Capacity | 1 | 2029-07-01 | 0 | MW
0 | 0 | System | Generator | Build CC 2036 | Build CC | Firm Capacity | 1 | 2029-10-01 | 0 | MW
Build CC 2036_Firm Capacity2030 | Build CC_Firm Capacity2030 | System | Generator | Build CC 2036 | Build CC | Firm Capacity | 1 | 2030-01-01 | 0 | MW
0 | 0 | System | Generator | Build CC 2036 | Build CC | Firm Capacity | 1 | 2030-04-01 | 0 | MW
0 | 0 | System | Generator | Build CC 2036 | Build CC | Firm Capacity | 1 | 2030-07-01 | 0 | MW
0 | 0 | System | Generator | Build CC 2036 | Build CC | Firm Capacity | 1 | 2030-10-01 | 0 | MW
Build CC 2036_Firm Capacity2031 | Build CC_Firm Capacity2031 | System | Generator | Build CC 2036 | Build CC | Firm Capacity | 1 | 2031-01-01 | 0 | MW
0 | 0 | System | Generator | Build CC 2036 | Build CC | Firm Capacity | 1 | 2031-04-01 | 0 | MW
0 | 0 | System | Generator | Build CC 2036 | Build CC | Firm Capacity | 1 | 2031-07-01 | 0 | MW
0 | 0 | System | Generator | Build CC 2036 | Build CC | Firm Capacity | 1 | 2031-10-01 | 0 | MW
Build CC 2036_Firm Capacity2032 | Build CC_Firm Capacity2032 | System | Generator | Build CC 2036 | Build CC | Firm Capacity | 1 | 2032-01-01 | 0 | MW
0 | 0 | System | Generator | Build CC 2036 | Build CC | Firm Capacity | 1 | 2032-04-01 | 0 | MW
0 | 0 | System | Generator | Build CC 2036 | Build CC | Firm Capacity | 1 | 2032-07-01 | 0 | MW
0 | 0 | System | Generator | Build CC 2036 | Build CC | Firm Capacity | 1 | 2032-10-01 | 0 | MW
Build CC 2036_Firm Capacity2033 | Build CC_Firm Capacity2033 | System | Generator | Build CC 2036 | Build CC | Firm Capacity | 1 | 2033-01-01 | 0 | MW
0 | 0 | System | Generator | Build CC 2036 | Build CC | Firm Capacity | 1 | 2033-04-01 | 0 | MW
0 | 0 | System | Generator | Build CC 2036 | Build CC | Firm Capacity | 1 | 2033-07-01 | 0 | MW
0 | 0 | System | Generator | Build CC 2036 | Build CC | Firm Capacity | 1 | 2033-10-01 | 0 | MW
Build CC 2036_Firm Capacity2034 | Build CC_Firm Capacity2034 | System | Generator | Build CC 2036 | Build CC | Firm Capacity | 1 | 2034-01-01 | 0 | MW
0 | 0 | System | Generator | Build CC 2036 | Build CC | Firm Capacity | 1 | 2034-04-01 | 0 | MW
0 | 0 | System | Generator | Build CC 2036 | Build CC | Firm Capacity | 1 | 2034-07-01 | 0 | MW
0 | 0 | System | Generator | Build CC 2036 | Build CC | Firm Capacity | 1 | 2034-10-01 | 0 | MW
Build CC 2036_Firm Capacity2035 | Build CC_Firm Capacity2035 | System | Generator | Build CC 2036 | Build CC | Firm Capacity | 1 | 2035-01-01 | 0 | MW
0 | 0 | System | Generator | Build CC 2036 | Build CC | Firm Capacity | 1 | 2035-04-01 | 0 | MW
0 | 0 | System | Generator | Build CC 2036 | Build CC | Firm Capacity | 1 | 2035-07-01 | 0 | MW
0 | 0 | System | Generator | Build CC 2036 | Build CC | Firm Capacity | 1 | 2035-10-01 | 0 | MW
Build CC 2036_Firm Capacity2036 | Build CC_Firm Capacity2036 | System | Generator | Build CC 2036 | Build CC | Firm Capacity | 1 | 2036-01-01 | 0 | MW
0 | 0 | System | Generator | Build CC 2036 | Build CC | Firm Capacity | 1 | 2036-04-01 | 0 | MW
0 | 0 | System | Generator | Build CC 2036 | Build CC | Firm Capacity | 1 | 2036-07-01 | 0 | MW
0 | 0 | System | Generator | Build CC 2036 | Build CC | Firm Capacity | 1 | 2036-10-01 | 0 | MW
Build CC 2036_Firm Capacity2037 | Build CC_Firm Capacity2037 | System | Generator | Build CC 2036 | Build CC | Firm Capacity | 1 | 2037-01-01 | 0 | MW
0 | 0 | System | Generator | Build CC 2036 | Build CC | Firm Capacity | 1 | 2037-04-01 | 0 | MW
0 | 0 | System | Generator | Build CC 2036 | Build CC | Firm Capacity | 1 | 2037-07-01 | 0 | MW
0 | 0 | System | Generator | Build CC 2036 | Build CC | Firm Capacity | 1 | 2037-10-01 | 0 | MW
Build CC 2036_Firm Capacity2038 | Build CC_Firm Capacity2038 | System | Generator | Build CC 2036 | Build CC | Firm Capacity | 1 | 2038-01-01 | 0 | MW
0 | 0 | System | Generator | Build CC 2036 | Build CC | Firm Capacity | 1 | 2038-04-01 | 0 | MW
0 | 0 | System | Generator | Build CC 2036 | Build CC | Firm Capacity | 1 | 2038-07-01 | 0 | MW
0 | 0 | System | Generator | Build CC 2036 | Build CC | Firm Capacity | 1 | 2038-10-01 | 0 | MW
Build CC 2036_Firm Capacity2039 | Build CC_Firm Capacity2039 | System | Generator | Build CC 2036 | Build CC | Firm Capacity | 1 | 2039-01-01 | 0 | MW
0 | 0 | System | Generator | Build CC 2036 | Build CC | Firm Capacity | 1 | 2039-04-01 | 0 | MW
0 | 0 | System | Generator | Build CC 2036 | Build CC | Firm Capacity | 1 | 2039-07-01 | 0 | MW
0 | 0 | System | Generator | Build CC 2036 | Build CC | Firm Capacity | 1 | 2039-10-01 | 0 | MW
Build CC 2036_Firm Capacity2040 | Build CC_Firm Capacity2040 | System | Generator | Build CC 2036 | Build CC | Firm Capacity | 1 | 2040-01-01 | 0 | MW
0 | 0 | System | Generator | Build CC 2036 | Build CC | Firm Capacity | 1 | 2040-04-01 | 0 | MW
0 | 0 | System | Generator | Build CC 2036 | Build CC | Firm Capacity | 1 | 2040-07-01 | 0 | MW
0 | 0 | System | Generator | Build CC 2036 | Build CC | Firm Capacity | 1 | 2040-10-01 | 0 | MW
Build CC 2036_Firm Capacity2041 | Build CC_Firm Capacity2041 | System | Generator | Build CC 2036 | Build CC | Firm Capacity | 1 | 2041-01-01 | 0 | MW
0 | 0 | System | Generator | Build CC 2036 | Build CC | Firm Capacity | 1 | 2041-04-01 | 0 | MW
0 | 0 | System | Generator | Build CC 2036 | Build CC | Firm Capacity | 1 | 2041-07-01 | 0 | MW
0 | 0 | System | Generator | Build CC 2036 | Build CC | Firm Capacity | 1 | 2041-10-01 | 0 | MW
Build CC 2036_Firm Capacity2042 | Build CC_Firm Capacity2042 | System | Generator | Build CC 2036 | Build CC | Firm Capacity | 1 | 2042-01-01 | 0 | MW
0 | 0 | System | Generator | Build CC 2036 | Build CC | Firm Capacity | 1 | 2042-04-01 | 0 | MW
0 | 0 | System | Generator | Build CC 2036 | Build CC | Firm Capacity | 1 | 2042-07-01 | 0 | MW
0 | 0 | System | Generator | Build CC 2036 | Build CC | Firm Capacity | 1 | 2042-10-01 | 0 | MW
Build CC 2036_Firm Capacity2043 | Build CC_Firm Capacity2043 | System | Generator | Build CC 2036 | Build CC | Firm Capacity | 1 | 2043-01-01 | 0 | MW
0 | 0 | System | Generator | Build CC 2036 | Build CC | Firm Capacity | 1 | 2043-04-01 | 0 | MW
0 | 0 | System | Generator | Build CC 2036 | Build CC | Firm Capacity | 1 | 2043-07-01 | 0 | MW
0 | 0 | System | Generator | Build CC 2036 | Build CC | Firm Capacity | 1 | 2043-10-01 | 0 | MW
Build CC 2037_Firm Capacity2024 | Build CC_Firm Capacity2024 | System | Generator | Build CC 2037 | Build CC | Firm Capacity | 1 | 2024-01-01 | 0 | MW
0 | 0 | System | Generator | Build CC 2037 | Build CC | Firm Capacity | 1 | 2024-04-01 | 0 | MW
0 | 0 | System | Generator | Build CC 2037 | Build CC | Firm Capacity | 1 | 2024-07-01 | 0 | MW
0 | 0 | System | Generator | Build CC 2037 | Build CC | Firm Capacity | 1 | 2024-10-01 | 0 | MW
Build CC 2037_Firm Capacity2025 | Build CC_Firm Capacity2025 | System | Generator | Build CC 2037 | Build CC | Firm Capacity | 1 | 2025-01-01 | 0 | MW
0 | 0 | System | Generator | Build CC 2037 | Build CC | Firm Capacity | 1 | 2025-04-01 | 0 | MW
0 | 0 | System | Generator | Build CC 2037 | Build CC | Firm Capacity | 1 | 2025-07-01 | 0 | MW
0 | 0 | System | Generator | Build CC 2037 | Build CC | Firm Capacity | 1 | 2025-10-01 | 0 | MW
Build CC 2037_Firm Capacity2026 | Build CC_Firm Capacity2026 | System | Generator | Build CC 2037 | Build CC | Firm Capacity | 1 | 2026-01-01 | 0 | MW
0 | 0 | System | Generator | Build CC 2037 | Build CC | Firm Capacity | 1 | 2026-04-01 | 0 | MW
0 | 0 | System | Generator | Build CC 2037 | Build CC | Firm Capacity | 1 | 2026-07-01 | 0 | MW
0 | 0 | System | Generator | Build CC 2037 | Build CC | Firm Capacity | 1 | 2026-10-01 | 0 | MW
Build CC 2037_Firm Capacity2027 | Build CC_Firm Capacity2027 | System | Generator | Build CC 2037 | Build CC | Firm Capacity | 1 | 2027-01-01 | 0 | MW
0 | 0 | System | Generator | Build CC 2037 | Build CC | Firm Capacity | 1 | 2027-04-01 | 0 | MW
0 | 0 | System | Generator | Build CC 2037 | Build CC | Firm Capacity | 1 | 2027-07-01 | 0 | MW
0 | 0 | System | Generator | Build CC 2037 | Build CC | Firm Capacity | 1 | 2027-10-01 | 0 | MW
Build CC 2037_Firm Capacity2028 | Build CC_Firm Capacity2028 | System | Generator | Build CC 2037 | Build CC | Firm Capacity | 1 | 2028-01-01 | 0 | MW
0 | 0 | System | Generator | Build CC 2037 | Build CC | Firm Capacity | 1 | 2028-04-01 | 0 | MW
0 | 0 | System | Generator | Build CC 2037 | Build CC | Firm Capacity | 1 | 2028-07-01 | 0 | MW
0 | 0 | System | Generator | Build CC 2037 | Build CC | Firm Capacity | 1 | 2028-10-01 | 0 | MW
Build CC 2037_Firm Capacity2029 | Build CC_Firm Capacity2029 | System | Generator | Build CC 2037 | Build CC | Firm Capacity | 1 | 2029-01-01 | 0 | MW
0 | 0 | System | Generator | Build CC 2037 | Build CC | Firm Capacity | 1 | 2029-04-01 | 0 | MW
0 | 0 | System | Generator | Build CC 2037 | Build CC | Firm Capacity | 1 | 2029-07-01 | 0 | MW
0 | 0 | System | Generator | Build CC 2037 | Build CC | Firm Capacity | 1 | 2029-10-01 | 0 | MW
Build CC 2037_Firm Capacity2030 | Build CC_Firm Capacity2030 | System | Generator | Build CC 2037 | Build CC | Firm Capacity | 1 | 2030-01-01 | 0 | MW
0 | 0 | System | Generator | Build CC 2037 | Build CC | Firm Capacity | 1 | 2030-04-01 | 0 | MW
0 | 0 | System | Generator | Build CC 2037 | Build CC | Firm Capacity | 1 | 2030-07-01 | 0 | MW
0 | 0 | System | Generator | Build CC 2037 | Build CC | Firm Capacity | 1 | 2030-10-01 | 0 | MW
Build CC 2037_Firm Capacity2031 | Build CC_Firm Capacity2031 | System | Generator | Build CC 2037 | Build CC | Firm Capacity | 1 | 2031-01-01 | 0 | MW
0 | 0 | System | Generator | Build CC 2037 | Build CC | Firm Capacity | 1 | 2031-04-01 | 0 | MW
0 | 0 | System | Generator | Build CC 2037 | Build CC | Firm Capacity | 1 | 2031-07-01 | 0 | MW
0 | 0 | System | Generator | Build CC 2037 | Build CC | Firm Capacity | 1 | 2031-10-01 | 0 | MW
Build CC 2037_Firm Capacity2032 | Build CC_Firm Capacity2032 | System | Generator | Build CC 2037 | Build CC | Firm Capacity | 1 | 2032-01-01 | 0 | MW
0 | 0 | System | Generator | Build CC 2037 | Build CC | Firm Capacity | 1 | 2032-04-01 | 0 | MW
0 | 0 | System | Generator | Build CC 2037 | Build CC | Firm Capacity | 1 | 2032-07-01 | 0 | MW
0 | 0 | System | Generator | Build CC 2037 | Build CC | Firm Capacity | 1 | 2032-10-01 | 0 | MW
Build CC 2037_Firm Capacity2033 | Build CC_Firm Capacity2033 | System | Generator | Build CC 2037 | Build CC | Firm Capacity | 1 | 2033-01-01 | 0 | MW
0 | 0 | System | Generator | Build CC 2037 | Build CC | Firm Capacity | 1 | 2033-04-01 | 0 | MW
0 | 0 | System | Generator | Build CC 2037 | Build CC | Firm Capacity | 1 | 2033-07-01 | 0 | MW
0 | 0 | System | Generator | Build CC 2037 | Build CC | Firm Capacity | 1 | 2033-10-01 | 0 | MW
Build CC 2037_Firm Capacity2034 | Build CC_Firm Capacity2034 | System | Generator | Build CC 2037 | Build CC | Firm Capacity | 1 | 2034-01-01 | 0 | MW
0 | 0 | System | Generator | Build CC 2037 | Build CC | Firm Capacity | 1 | 2034-04-01 | 0 | MW
0 | 0 | System | Generator | Build CC 2037 | Build CC | Firm Capacity | 1 | 2034-07-01 | 0 | MW
0 | 0 | System | Generator | Build CC 2037 | Build CC | Firm Capacity | 1 | 2034-10-01 | 0 | MW
Build CC 2037_Firm Capacity2035 | Build CC_Firm Capacity2035 | System | Generator | Build CC 2037 | Build CC | Firm Capacity | 1 | 2035-01-01 | 0 | MW
0 | 0 | System | Generator | Build CC 2037 | Build CC | Firm Capacity | 1 | 2035-04-01 | 0 | MW
0 | 0 | System | Generator | Build CC 2037 | Build CC | Firm Capacity | 1 | 2035-07-01 | 0 | MW
0 | 0 | System | Generator | Build CC 2037 | Build CC | Firm Capacity | 1 | 2035-10-01 | 0 | MW
Build CC 2037_Firm Capacity2036 | Build CC_Firm Capacity2036 | System | Generator | Build CC 2037 | Build CC | Firm Capacity | 1 | 2036-01-01 | 0 | MW
0 | 0 | System | Generator | Build CC 2037 | Build CC | Firm Capacity | 1 | 2036-04-01 | 0 | MW
0 | 0 | System | Generator | Build CC 2037 | Build CC | Firm Capacity | 1 | 2036-07-01 | 0 | MW
0 | 0 | System | Generator | Build CC 2037 | Build CC | Firm Capacity | 1 | 2036-10-01 | 0 | MW
Build CC 2037_Firm Capacity2037 | Build CC_Firm Capacity2037 | System | Generator | Build CC 2037 | Build CC | Firm Capacity | 1 | 2037-01-01 | 0 | MW
0 | 0 | System | Generator | Build CC 2037 | Build CC | Firm Capacity | 1 | 2037-04-01 | 0 | MW
0 | 0 | System | Generator | Build CC 2037 | Build CC | Firm Capacity | 1 | 2037-07-01 | 0 | MW
0 | 0 | System | Generator | Build CC 2037 | Build CC | Firm Capacity | 1 | 2037-10-01 | 0 | MW
Build CC 2037_Firm Capacity2038 | Build CC_Firm Capacity2038 | System | Generator | Build CC 2037 | Build CC | Firm Capacity | 1 | 2038-01-01 | 0 | MW
0 | 0 | System | Generator | Build CC 2037 | Build CC | Firm Capacity | 1 | 2038-04-01 | 0 | MW
0 | 0 | System | Generator | Build CC 2037 | Build CC | Firm Capacity | 1 | 2038-07-01 | 0 | MW
0 | 0 | System | Generator | Build CC 2037 | Build CC | Firm Capacity | 1 | 2038-10-01 | 0 | MW
Build CC 2037_Firm Capacity2039 | Build CC_Firm Capacity2039 | System | Generator | Build CC 2037 | Build CC | Firm Capacity | 1 | 2039-01-01 | 0 | MW
0 | 0 | System | Generator | Build CC 2037 | Build CC | Firm Capacity | 1 | 2039-04-01 | 0 | MW
0 | 0 | System | Generator | Build CC 2037 | Build CC | Firm Capacity | 1 | 2039-07-01 | 0 | MW
0 | 0 | System | Generator | Build CC 2037 | Build CC | Firm Capacity | 1 | 2039-10-01 | 0 | MW
Build CC 2037_Firm Capacity2040 | Build CC_Firm Capacity2040 | System | Generator | Build CC 2037 | Build CC | Firm Capacity | 1 | 2040-01-01 | 0 | MW
0 | 0 | System | Generator | Build CC 2037 | Build CC | Firm Capacity | 1 | 2040-04-01 | 0 | MW
0 | 0 | System | Generator | Build CC 2037 | Build CC | Firm Capacity | 1 | 2040-07-01 | 0 | MW
0 | 0 | System | Generator | Build CC 2037 | Build CC | Firm Capacity | 1 | 2040-10-01 | 0 | MW
Build CC 2037_Firm Capacity2041 | Build CC_Firm Capacity2041 | System | Generator | Build CC 2037 | Build CC | Firm Capacity | 1 | 2041-01-01 | 0 | MW
0 | 0 | System | Generator | Build CC 2037 | Build CC | Firm Capacity | 1 | 2041-04-01 | 0 | MW
0 | 0 | System | Generator | Build CC 2037 | Build CC | Firm Capacity | 1 | 2041-07-01 | 0 | MW
0 | 0 | System | Generator | Build CC 2037 | Build CC | Firm Capacity | 1 | 2041-10-01 | 0 | MW
Build CC 2037_Firm Capacity2042 | Build CC_Firm Capacity2042 | System | Generator | Build CC 2037 | Build CC | Firm Capacity | 1 | 2042-01-01 | 0 | MW
0 | 0 | System | Generator | Build CC 2037 | Build CC | Firm Capacity | 1 | 2042-04-01 | 0 | MW
0 | 0 | System | Generator | Build CC 2037 | Build CC | Firm Capacity | 1 | 2042-07-01 | 0 | MW
0 | 0 | System | Generator | Build CC 2037 | Build CC | Firm Capacity | 1 | 2042-10-01 | 0 | MW
Build CC 2037_Firm Capacity2043 | Build CC_Firm Capacity2043 | System | Generator | Build CC 2037 | Build CC | Firm Capacity | 1 | 2043-01-01 | 0 | MW
0 | 0 | System | Generator | Build CC 2037 | Build CC | Firm Capacity | 1 | 2043-04-01 | 0 | MW
0 | 0 | System | Generator | Build CC 2037 | Build CC | Firm Capacity | 1 | 2043-07-01 | 0 | MW
0 | 0 | System | Generator | Build CC 2037 | Build CC | Firm Capacity | 1 | 2043-10-01 | 0 | MW
Build CC 2038_Firm Capacity2024 | Build CC_Firm Capacity2024 | System | Generator | Build CC 2038 | Build CC | Firm Capacity | 1 | 2024-01-01 | 0 | MW
0 | 0 | System | Generator | Build CC 2038 | Build CC | Firm Capacity | 1 | 2024-04-01 | 0 | MW
0 | 0 | System | Generator | Build CC 2038 | Build CC | Firm Capacity | 1 | 2024-07-01 | 0 | MW
0 | 0 | System | Generator | Build CC 2038 | Build CC | Firm Capacity | 1 | 2024-10-01 | 0 | MW
Build CC 2038_Firm Capacity2025 | Build CC_Firm Capacity2025 | System | Generator | Build CC 2038 | Build CC | Firm Capacity | 1 | 2025-01-01 | 0 | MW
0 | 0 | System | Generator | Build CC 2038 | Build CC | Firm Capacity | 1 | 2025-04-01 | 0 | MW
0 | 0 | System | Generator | Build CC 2038 | Build CC | Firm Capacity | 1 | 2025-07-01 | 0 | MW
0 | 0 | System | Generator | Build CC 2038 | Build CC | Firm Capacity | 1 | 2025-10-01 | 0 | MW
Build CC 2038_Firm Capacity2026 | Build CC_Firm Capacity2026 | System | Generator | Build CC 2038 | Build CC | Firm Capacity | 1 | 2026-01-01 | 0 | MW
0 | 0 | System | Generator | Build CC 2038 | Build CC | Firm Capacity | 1 | 2026-04-01 | 0 | MW
0 | 0 | System | Generator | Build CC 2038 | Build CC | Firm Capacity | 1 | 2026-07-01 | 0 | MW
0 | 0 | System | Generator | Build CC 2038 | Build CC | Firm Capacity | 1 | 2026-10-01 | 0 | MW
Build CC 2038_Firm Capacity2027 | Build CC_Firm Capacity2027 | System | Generator | Build CC 2038 | Build CC | Firm Capacity | 1 | 2027-01-01 | 0 | MW
0 | 0 | System | Generator | Build CC 2038 | Build CC | Firm Capacity | 1 | 2027-04-01 | 0 | MW
0 | 0 | System | Generator | Build CC 2038 | Build CC | Firm Capacity | 1 | 2027-07-01 | 0 | MW
0 | 0 | System | Generator | Build CC 2038 | Build CC | Firm Capacity | 1 | 2027-10-01 | 0 | MW
Build CC 2038_Firm Capacity2028 | Build CC_Firm Capacity2028 | System | Generator | Build CC 2038 | Build CC | Firm Capacity | 1 | 2028-01-01 | 0 | MW
0 | 0 | System | Generator | Build CC 2038 | Build CC | Firm Capacity | 1 | 2028-04-01 | 0 | MW
0 | 0 | System | Generator | Build CC 2038 | Build CC | Firm Capacity | 1 | 2028-07-01 | 0 | MW
0 | 0 | System | Generator | Build CC 2038 | Build CC | Firm Capacity | 1 | 2028-10-01 | 0 | MW
Build CC 2038_Firm Capacity2029 | Build CC_Firm Capacity2029 | System | Generator | Build CC 2038 | Build CC | Firm Capacity | 1 | 2029-01-01 | 0 | MW
0 | 0 | System | Generator | Build CC 2038 | Build CC | Firm Capacity | 1 | 2029-04-01 | 0 | MW
0 | 0 | System | Generator | Build CC 2038 | Build CC | Firm Capacity | 1 | 2029-07-01 | 0 | MW
0 | 0 | System | Generator | Build CC 2038 | Build CC | Firm Capacity | 1 | 2029-10-01 | 0 | MW
Build CC 2038_Firm Capacity2030 | Build CC_Firm Capacity2030 | System | Generator | Build CC 2038 | Build CC | Firm Capacity | 1 | 2030-01-01 | 0 | MW
0 | 0 | System | Generator | Build CC 2038 | Build CC | Firm Capacity | 1 | 2030-04-01 | 0 | MW
0 | 0 | System | Generator | Build CC 2038 | Build CC | Firm Capacity | 1 | 2030-07-01 | 0 | MW
0 | 0 | System | Generator | Build CC 2038 | Build CC | Firm Capacity | 1 | 2030-10-01 | 0 | MW
Build CC 2038_Firm Capacity2031 | Build CC_Firm Capacity2031 | System | Generator | Build CC 2038 | Build CC | Firm Capacity | 1 | 2031-01-01 | 0 | MW
0 | 0 | System | Generator | Build CC 2038 | Build CC | Firm Capacity | 1 | 2031-04-01 | 0 | MW
0 | 0 | System | Generator | Build CC 2038 | Build CC | Firm Capacity | 1 | 2031-07-01 | 0 | MW
0 | 0 | System | Generator | Build CC 2038 | Build CC | Firm Capacity | 1 | 2031-10-01 | 0 | MW
Build CC 2038_Firm Capacity2032 | Build CC_Firm Capacity2032 | System | Generator | Build CC 2038 | Build CC | Firm Capacity | 1 | 2032-01-01 | 0 | MW
0 | 0 | System | Generator | Build CC 2038 | Build CC | Firm Capacity | 1 | 2032-04-01 | 0 | MW
0 | 0 | System | Generator | Build CC 2038 | Build CC | Firm Capacity | 1 | 2032-07-01 | 0 | MW
0 | 0 | System | Generator | Build CC 2038 | Build CC | Firm Capacity | 1 | 2032-10-01 | 0 | MW
Build CC 2038_Firm Capacity2033 | Build CC_Firm Capacity2033 | System | Generator | Build CC 2038 | Build CC | Firm Capacity | 1 | 2033-01-01 | 0 | MW
0 | 0 | System | Generator | Build CC 2038 | Build CC | Firm Capacity | 1 | 2033-04-01 | 0 | MW
0 | 0 | System | Generator | Build CC 2038 | Build CC | Firm Capacity | 1 | 2033-07-01 | 0 | MW
0 | 0 | System | Generator | Build CC 2038 | Build CC | Firm Capacity | 1 | 2033-10-01 | 0 | MW
Build CC 2038_Firm Capacity2034 | Build CC_Firm Capacity2034 | System | Generator | Build CC 2038 | Build CC | Firm Capacity | 1 | 2034-01-01 | 0 | MW
0 | 0 | System | Generator | Build CC 2038 | Build CC | Firm Capacity | 1 | 2034-04-01 | 0 | MW
0 | 0 | System | Generator | Build CC 2038 | Build CC | Firm Capacity | 1 | 2034-07-01 | 0 | MW
0 | 0 | System | Generator | Build CC 2038 | Build CC | Firm Capacity | 1 | 2034-10-01 | 0 | MW
Build CC 2038_Firm Capacity2035 | Build CC_Firm Capacity2035 | System | Generator | Build CC 2038 | Build CC | Firm Capacity | 1 | 2035-01-01 | 0 | MW
0 | 0 | System | Generator | Build CC 2038 | Build CC | Firm Capacity | 1 | 2035-04-01 | 0 | MW
0 | 0 | System | Generator | Build CC 2038 | Build CC | Firm Capacity | 1 | 2035-07-01 | 0 | MW
0 | 0 | System | Generator | Build CC 2038 | Build CC | Firm Capacity | 1 | 2035-10-01 | 0 | MW
Build CC 2038_Firm Capacity2036 | Build CC_Firm Capacity2036 | System | Generator | Build CC 2038 | Build CC | Firm Capacity | 1 | 2036-01-01 | 0 | MW
0 | 0 | System | Generator | Build CC 2038 | Build CC | Firm Capacity | 1 | 2036-04-01 | 0 | MW
0 | 0 | System | Generator | Build CC 2038 | Build CC | Firm Capacity | 1 | 2036-07-01 | 0 | MW
0 | 0 | System | Generator | Build CC 2038 | Build CC | Firm Capacity | 1 | 2036-10-01 | 0 | MW
Build CC 2038_Firm Capacity2037 | Build CC_Firm Capacity2037 | System | Generator | Build CC 2038 | Build CC | Firm Capacity | 1 | 2037-01-01 | 0 | MW
0 | 0 | System | Generator | Build CC 2038 | Build CC | Firm Capacity | 1 | 2037-04-01 | 0 | MW
0 | 0 | System | Generator | Build CC 2038 | Build CC | Firm Capacity | 1 | 2037-07-01 | 0 | MW
0 | 0 | System | Generator | Build CC 2038 | Build CC | Firm Capacity | 1 | 2037-10-01 | 0 | MW
Build CC 2038_Firm Capacity2038 | Build CC_Firm Capacity2038 | System | Generator | Build CC 2038 | Build CC | Firm Capacity | 1 | 2038-01-01 | 0 | MW
0 | 0 | System | Generator | Build CC 2038 | Build CC | Firm Capacity | 1 | 2038-04-01 | 0 | MW
0 | 0 | System | Generator | Build CC 2038 | Build CC | Firm Capacity | 1 | 2038-07-01 | 0 | MW
0 | 0 | System | Generator | Build CC 2038 | Build CC | Firm Capacity | 1 | 2038-10-01 | 0 | MW
Build CC 2038_Firm Capacity2039 | Build CC_Firm Capacity2039 | System | Generator | Build CC 2038 | Build CC | Firm Capacity | 1 | 2039-01-01 | 0 | MW
0 | 0 | System | Generator | Build CC 2038 | Build CC | Firm Capacity | 1 | 2039-04-01 | 0 | MW
0 | 0 | System | Generator | Build CC 2038 | Build CC | Firm Capacity | 1 | 2039-07-01 | 0 | MW
0 | 0 | System | Generator | Build CC 2038 | Build CC | Firm Capacity | 1 | 2039-10-01 | 0 | MW
Build CC 2038_Firm Capacity2040 | Build CC_Firm Capacity2040 | System | Generator | Build CC 2038 | Build CC | Firm Capacity | 1 | 2040-01-01 | 0 | MW
0 | 0 | System | Generator | Build CC 2038 | Build CC | Firm Capacity | 1 | 2040-04-01 | 0 | MW
0 | 0 | System | Generator | Build CC 2038 | Build CC | Firm Capacity | 1 | 2040-07-01 | 0 | MW
0 | 0 | System | Generator | Build CC 2038 | Build CC | Firm Capacity | 1 | 2040-10-01 | 0 | MW
Build CC 2038_Firm Capacity2041 | Build CC_Firm Capacity2041 | System | Generator | Build CC 2038 | Build CC | Firm Capacity | 1 | 2041-01-01 | 0 | MW
0 | 0 | System | Generator | Build CC 2038 | Build CC | Firm Capacity | 1 | 2041-04-01 | 0 | MW
0 | 0 | System | Generator | Build CC 2038 | Build CC | Firm Capacity | 1 | 2041-07-01 | 0 | MW
0 | 0 | System | Generator | Build CC 2038 | Build CC | Firm Capacity | 1 | 2041-10-01 | 0 | MW
Build CC 2038_Firm Capacity2042 | Build CC_Firm Capacity2042 | System | Generator | Build CC 2038 | Build CC | Firm Capacity | 1 | 2042-01-01 | 0 | MW
0 | 0 | System | Generator | Build CC 2038 | Build CC | Firm Capacity | 1 | 2042-04-01 | 0 | MW
0 | 0 | System | Generator | Build CC 2038 | Build CC | Firm Capacity | 1 | 2042-07-01 | 0 | MW
0 | 0 | System | Generator | Build CC 2038 | Build CC | Firm Capacity | 1 | 2042-10-01 | 0 | MW
Build CC 2038_Firm Capacity2043 | Build CC_Firm Capacity2043 | System | Generator | Build CC 2038 | Build CC | Firm Capacity | 1 | 2043-01-01 | 0 | MW
0 | 0 | System | Generator | Build CC 2038 | Build CC | Firm Capacity | 1 | 2043-04-01 | 0 | MW
0 | 0 | System | Generator | Build CC 2038 | Build CC | Firm Capacity | 1 | 2043-07-01 | 0 | MW
0 | 0 | System | Generator | Build CC 2038 | Build CC | Firm Capacity | 1 | 2043-10-01 | 0 | MW
Build CC 2039_Firm Capacity2024 | Build CC_Firm Capacity2024 | System | Generator | Build CC 2039 | Build CC | Firm Capacity | 1 | 2024-01-01 | 0 | MW
0 | 0 | System | Generator | Build CC 2039 | Build CC | Firm Capacity | 1 | 2024-04-01 | 0 | MW
0 | 0 | System | Generator | Build CC 2039 | Build CC | Firm Capacity | 1 | 2024-07-01 | 0 | MW
0 | 0 | System | Generator | Build CC 2039 | Build CC | Firm Capacity | 1 | 2024-10-01 | 0 | MW
Build CC 2039_Firm Capacity2025 | Build CC_Firm Capacity2025 | System | Generator | Build CC 2039 | Build CC | Firm Capacity | 1 | 2025-01-01 | 0 | MW
0 | 0 | System | Generator | Build CC 2039 | Build CC | Firm Capacity | 1 | 2025-04-01 | 0 | MW
0 | 0 | System | Generator | Build CC 2039 | Build CC | Firm Capacity | 1 | 2025-07-01 | 0 | MW
0 | 0 | System | Generator | Build CC 2039 | Build CC | Firm Capacity | 1 | 2025-10-01 | 0 | MW
Build CC 2039_Firm Capacity2026 | Build CC_Firm Capacity2026 | System | Generator | Build CC 2039 | Build CC | Firm Capacity | 1 | 2026-01-01 | 0 | MW
0 | 0 | System | Generator | Build CC 2039 | Build CC | Firm Capacity | 1 | 2026-04-01 | 0 | MW
0 | 0 | System | Generator | Build CC 2039 | Build CC | Firm Capacity | 1 | 2026-07-01 | 0 | MW
0 | 0 | System | Generator | Build CC 2039 | Build CC | Firm Capacity | 1 | 2026-10-01 | 0 | MW
Build CC 2039_Firm Capacity2027 | Build CC_Firm Capacity2027 | System | Generator | Build CC 2039 | Build CC | Firm Capacity | 1 | 2027-01-01 | 0 | MW
0 | 0 | System | Generator | Build CC 2039 | Build CC | Firm Capacity | 1 | 2027-04-01 | 0 | MW
0 | 0 | System | Generator | Build CC 2039 | Build CC | Firm Capacity | 1 | 2027-07-01 | 0 | MW
0 | 0 | System | Generator | Build CC 2039 | Build CC | Firm Capacity | 1 | 2027-10-01 | 0 | MW
Build CC 2039_Firm Capacity2028 | Build CC_Firm Capacity2028 | System | Generator | Build CC 2039 | Build CC | Firm Capacity | 1 | 2028-01-01 | 0 | MW
0 | 0 | System | Generator | Build CC 2039 | Build CC | Firm Capacity | 1 | 2028-04-01 | 0 | MW
0 | 0 | System | Generator | Build CC 2039 | Build CC | Firm Capacity | 1 | 2028-07-01 | 0 | MW
0 | 0 | System | Generator | Build CC 2039 | Build CC | Firm Capacity | 1 | 2028-10-01 | 0 | MW
Build CC 2039_Firm Capacity2029 | Build CC_Firm Capacity2029 | System | Generator | Build CC 2039 | Build CC | Firm Capacity | 1 | 2029-01-01 | 0 | MW
0 | 0 | System | Generator | Build CC 2039 | Build CC | Firm Capacity | 1 | 2029-04-01 | 0 | MW
0 | 0 | System | Generator | Build CC 2039 | Build CC | Firm Capacity | 1 | 2029-07-01 | 0 | MW
0 | 0 | System | Generator | Build CC 2039 | Build CC | Firm Capacity | 1 | 2029-10-01 | 0 | MW
Build CC 2039_Firm Capacity2030 | Build CC_Firm Capacity2030 | System | Generator | Build CC 2039 | Build CC | Firm Capacity | 1 | 2030-01-01 | 0 | MW
0 | 0 | System | Generator | Build CC 2039 | Build CC | Firm Capacity | 1 | 2030-04-01 | 0 | MW
0 | 0 | System | Generator | Build CC 2039 | Build CC | Firm Capacity | 1 | 2030-07-01 | 0 | MW
0 | 0 | System | Generator | Build CC 2039 | Build CC | Firm Capacity | 1 | 2030-10-01 | 0 | MW
Build CC 2039_Firm Capacity2031 | Build CC_Firm Capacity2031 | System | Generator | Build CC 2039 | Build CC | Firm Capacity | 1 | 2031-01-01 | 0 | MW
0 | 0 | System | Generator | Build CC 2039 | Build CC | Firm Capacity | 1 | 2031-04-01 | 0 | MW
0 | 0 | System | Generator | Build CC 2039 | Build CC | Firm Capacity | 1 | 2031-07-01 | 0 | MW
0 | 0 | System | Generator | Build CC 2039 | Build CC | Firm Capacity | 1 | 2031-10-01 | 0 | MW
Build CC 2039_Firm Capacity2032 | Build CC_Firm Capacity2032 | System | Generator | Build CC 2039 | Build CC | Firm Capacity | 1 | 2032-01-01 | 0 | MW
0 | 0 | System | Generator | Build CC 2039 | Build CC | Firm Capacity | 1 | 2032-04-01 | 0 | MW
0 | 0 | System | Generator | Build CC 2039 | Build CC | Firm Capacity | 1 | 2032-07-01 | 0 | MW
0 | 0 | System | Generator | Build CC 2039 | Build CC | Firm Capacity | 1 | 2032-10-01 | 0 | MW
Build CC 2039_Firm Capacity2033 | Build CC_Firm Capacity2033 | System | Generator | Build CC 2039 | Build CC | Firm Capacity | 1 | 2033-01-01 | 0 | MW
0 | 0 | System | Generator | Build CC 2039 | Build CC | Firm Capacity | 1 | 2033-04-01 | 0 | MW
0 | 0 | System | Generator | Build CC 2039 | Build CC | Firm Capacity | 1 | 2033-07-01 | 0 | MW
0 | 0 | System | Generator | Build CC 2039 | Build CC | Firm Capacity | 1 | 2033-10-01 | 0 | MW
Build CC 2039_Firm Capacity2034 | Build CC_Firm Capacity2034 | System | Generator | Build CC 2039 | Build CC | Firm Capacity | 1 | 2034-01-01 | 0 | MW
0 | 0 | System | Generator | Build CC 2039 | Build CC | Firm Capacity | 1 | 2034-04-01 | 0 | MW
0 | 0 | System | Generator | Build CC 2039 | Build CC | Firm Capacity | 1 | 2034-07-01 | 0 | MW
0 | 0 | System | Generator | Build CC 2039 | Build CC | Firm Capacity | 1 | 2034-10-01 | 0 | MW
Build CC 2039_Firm Capacity2035 | Build CC_Firm Capacity2035 | System | Generator | Build CC 2039 | Build CC | Firm Capacity | 1 | 2035-01-01 | 0 | MW
0 | 0 | System | Generator | Build CC 2039 | Build CC | Firm Capacity | 1 | 2035-04-01 | 0 | MW
0 | 0 | System | Generator | Build CC 2039 | Build CC | Firm Capacity | 1 | 2035-07-01 | 0 | MW
0 | 0 | System | Generator | Build CC 2039 | Build CC | Firm Capacity | 1 | 2035-10-01 | 0 | MW
Build CC 2039_Firm Capacity2036 | Build CC_Firm Capacity2036 | System | Generator | Build CC 2039 | Build CC | Firm Capacity | 1 | 2036-01-01 | 0 | MW
0 | 0 | System | Generator | Build CC 2039 | Build CC | Firm Capacity | 1 | 2036-04-01 | 0 | MW
0 | 0 | System | Generator | Build CC 2039 | Build CC | Firm Capacity | 1 | 2036-07-01 | 0 | MW
0 | 0 | System | Generator | Build CC 2039 | Build CC | Firm Capacity | 1 | 2036-10-01 | 0 | MW
Build CC 2039_Firm Capacity2037 | Build CC_Firm Capacity2037 | System | Generator | Build CC 2039 | Build CC | Firm Capacity | 1 | 2037-01-01 | 0 | MW
0 | 0 | System | Generator | Build CC 2039 | Build CC | Firm Capacity | 1 | 2037-04-01 | 0 | MW
0 | 0 | System | Generator | Build CC 2039 | Build CC | Firm Capacity | 1 | 2037-07-01 | 0 | MW
0 | 0 | System | Generator | Build CC 2039 | Build CC | Firm Capacity | 1 | 2037-10-01 | 0 | MW
Build CC 2039_Firm Capacity2038 | Build CC_Firm Capacity2038 | System | Generator | Build CC 2039 | Build CC | Firm Capacity | 1 | 2038-01-01 | 0 | MW
0 | 0 | System | Generator | Build CC 2039 | Build CC | Firm Capacity | 1 | 2038-04-01 | 0 | MW
0 | 0 | System | Generator | Build CC 2039 | Build CC | Firm Capacity | 1 | 2038-07-01 | 0 | MW
0 | 0 | System | Generator | Build CC 2039 | Build CC | Firm Capacity | 1 | 2038-10-01 | 0 | MW
Build CC 2039_Firm Capacity2039 | Build CC_Firm Capacity2039 | System | Generator | Build CC 2039 | Build CC | Firm Capacity | 1 | 2039-01-01 | 0 | MW
0 | 0 | System | Generator | Build CC 2039 | Build CC | Firm Capacity | 1 | 2039-04-01 | 325 | MW
0 | 0 | System | Generator | Build CC 2039 | Build CC | Firm Capacity | 1 | 2039-07-01 | 325 | MW
0 | 0 | System | Generator | Build CC 2039 | Build CC | Firm Capacity | 1 | 2039-10-01 | 325 | MW
Build CC 2039_Firm Capacity2040 | Build CC_Firm Capacity2040 | System | Generator | Build CC 2039 | Build CC | Firm Capacity | 1 | 2040-01-01 | 325 | MW
0 | 0 | System | Generator | Build CC 2039 | Build CC | Firm Capacity | 1 | 2040-04-01 | 325 | MW
0 | 0 | System | Generator | Build CC 2039 | Build CC | Firm Capacity | 1 | 2040-07-01 | 325 | MW
0 | 0 | System | Generator | Build CC 2039 | Build CC | Firm Capacity | 1 | 2040-10-01 | 325 | MW
Build CC 2039_Firm Capacity2041 | Build CC_Firm Capacity2041 | System | Generator | Build CC 2039 | Build CC | Firm Capacity | 1 | 2041-01-01 | 325 | MW
0 | 0 | System | Generator | Build CC 2039 | Build CC | Firm Capacity | 1 | 2041-04-01 | 325 | MW
0 | 0 | System | Generator | Build CC 2039 | Build CC | Firm Capacity | 1 | 2041-07-01 | 325 | MW
0 | 0 | System | Generator | Build CC 2039 | Build CC | Firm Capacity | 1 | 2041-10-01 | 325 | MW
Build CC 2039_Firm Capacity2042 | Build CC_Firm Capacity2042 | System | Generator | Build CC 2039 | Build CC | Firm Capacity | 1 | 2042-01-01 | 325 | MW
0 | 0 | System | Generator | Build CC 2039 | Build CC | Firm Capacity | 1 | 2042-04-01 | 325 | MW
0 | 0 | System | Generator | Build CC 2039 | Build CC | Firm Capacity | 1 | 2042-07-01 | 325 | MW
0 | 0 | System | Generator | Build CC 2039 | Build CC | Firm Capacity | 1 | 2042-10-01 | 325 | MW
Build CC 2039_Firm Capacity2043 | Build CC_Firm Capacity2043 | System | Generator | Build CC 2039 | Build CC | Firm Capacity | 1 | 2043-01-01 | 325 | MW
0 | 0 | System | Generator | Build CC 2039 | Build CC | Firm Capacity | 1 | 2043-04-01 | 325 | MW
0 | 0 | System | Generator | Build CC 2039 | Build CC | Firm Capacity | 1 | 2043-07-01 | 325 | MW
0 | 0 | System | Generator | Build CC 2039 | Build CC | Firm Capacity | 1 | 2043-10-01 | 325 | MW
Build CC 2040_Firm Capacity2024 | Build CC_Firm Capacity2024 | System | Generator | Build CC 2040 | Build CC | Firm Capacity | 1 | 2024-01-01 | 0 | MW
0 | 0 | System | Generator | Build CC 2040 | Build CC | Firm Capacity | 1 | 2024-04-01 | 0 | MW
0 | 0 | System | Generator | Build CC 2040 | Build CC | Firm Capacity | 1 | 2024-07-01 | 0 | MW
0 | 0 | System | Generator | Build CC 2040 | Build CC | Firm Capacity | 1 | 2024-10-01 | 0 | MW
Build CC 2040_Firm Capacity2025 | Build CC_Firm Capacity2025 | System | Generator | Build CC 2040 | Build CC | Firm Capacity | 1 | 2025-01-01 | 0 | MW
0 | 0 | System | Generator | Build CC 2040 | Build CC | Firm Capacity | 1 | 2025-04-01 | 0 | MW
0 | 0 | System | Generator | Build CC 2040 | Build CC | Firm Capacity | 1 | 2025-07-01 | 0 | MW
0 | 0 | System | Generator | Build CC 2040 | Build CC | Firm Capacity | 1 | 2025-10-01 | 0 | MW
Build CC 2040_Firm Capacity2026 | Build CC_Firm Capacity2026 | System | Generator | Build CC 2040 | Build CC | Firm Capacity | 1 | 2026-01-01 | 0 | MW
0 | 0 | System | Generator | Build CC 2040 | Build CC | Firm Capacity | 1 | 2026-04-01 | 0 | MW
0 | 0 | System | Generator | Build CC 2040 | Build CC | Firm Capacity | 1 | 2026-07-01 | 0 | MW
0 | 0 | System | Generator | Build CC 2040 | Build CC | Firm Capacity | 1 | 2026-10-01 | 0 | MW
Build CC 2040_Firm Capacity2027 | Build CC_Firm Capacity2027 | System | Generator | Build CC 2040 | Build CC | Firm Capacity | 1 | 2027-01-01 | 0 | MW
0 | 0 | System | Generator | Build CC 2040 | Build CC | Firm Capacity | 1 | 2027-04-01 | 0 | MW
0 | 0 | System | Generator | Build CC 2040 | Build CC | Firm Capacity | 1 | 2027-07-01 | 0 | MW
0 | 0 | System | Generator | Build CC 2040 | Build CC | Firm Capacity | 1 | 2027-10-01 | 0 | MW
Build CC 2040_Firm Capacity2028 | Build CC_Firm Capacity2028 | System | Generator | Build CC 2040 | Build CC | Firm Capacity | 1 | 2028-01-01 | 0 | MW
0 | 0 | System | Generator | Build CC 2040 | Build CC | Firm Capacity | 1 | 2028-04-01 | 0 | MW
0 | 0 | System | Generator | Build CC 2040 | Build CC | Firm Capacity | 1 | 2028-07-01 | 0 | MW
0 | 0 | System | Generator | Build CC 2040 | Build CC | Firm Capacity | 1 | 2028-10-01 | 0 | MW
Build CC 2040_Firm Capacity2029 | Build CC_Firm Capacity2029 | System | Generator | Build CC 2040 | Build CC | Firm Capacity | 1 | 2029-01-01 | 0 | MW
0 | 0 | System | Generator | Build CC 2040 | Build CC | Firm Capacity | 1 | 2029-04-01 | 0 | MW
0 | 0 | System | Generator | Build CC 2040 | Build CC | Firm Capacity | 1 | 2029-07-01 | 0 | MW
0 | 0 | System | Generator | Build CC 2040 | Build CC | Firm Capacity | 1 | 2029-10-01 | 0 | MW
Build CC 2040_Firm Capacity2030 | Build CC_Firm Capacity2030 | System | Generator | Build CC 2040 | Build CC | Firm Capacity | 1 | 2030-01-01 | 0 | MW
0 | 0 | System | Generator | Build CC 2040 | Build CC | Firm Capacity | 1 | 2030-04-01 | 0 | MW
0 | 0 | System | Generator | Build CC 2040 | Build CC | Firm Capacity | 1 | 2030-07-01 | 0 | MW
0 | 0 | System | Generator | Build CC 2040 | Build CC | Firm Capacity | 1 | 2030-10-01 | 0 | MW
Build CC 2040_Firm Capacity2031 | Build CC_Firm Capacity2031 | System | Generator | Build CC 2040 | Build CC | Firm Capacity | 1 | 2031-01-01 | 0 | MW
0 | 0 | System | Generator | Build CC 2040 | Build CC | Firm Capacity | 1 | 2031-04-01 | 0 | MW
0 | 0 | System | Generator | Build CC 2040 | Build CC | Firm Capacity | 1 | 2031-07-01 | 0 | MW
0 | 0 | System | Generator | Build CC 2040 | Build CC | Firm Capacity | 1 | 2031-10-01 | 0 | MW
Build CC 2040_Firm Capacity2032 | Build CC_Firm Capacity2032 | System | Generator | Build CC 2040 | Build CC | Firm Capacity | 1 | 2032-01-01 | 0 | MW
0 | 0 | System | Generator | Build CC 2040 | Build CC | Firm Capacity | 1 | 2032-04-01 | 0 | MW
0 | 0 | System | Generator | Build CC 2040 | Build CC | Firm Capacity | 1 | 2032-07-01 | 0 | MW
0 | 0 | System | Generator | Build CC 2040 | Build CC | Firm Capacity | 1 | 2032-10-01 | 0 | MW
Build CC 2040_Firm Capacity2033 | Build CC_Firm Capacity2033 | System | Generator | Build CC 2040 | Build CC | Firm Capacity | 1 | 2033-01-01 | 0 | MW
0 | 0 | System | Generator | Build CC 2040 | Build CC | Firm Capacity | 1 | 2033-04-01 | 0 | MW
0 | 0 | System | Generator | Build CC 2040 | Build CC | Firm Capacity | 1 | 2033-07-01 | 0 | MW
0 | 0 | System | Generator | Build CC 2040 | Build CC | Firm Capacity | 1 | 2033-10-01 | 0 | MW
Build CC 2040_Firm Capacity2034 | Build CC_Firm Capacity2034 | System | Generator | Build CC 2040 | Build CC | Firm Capacity | 1 | 2034-01-01 | 0 | MW
0 | 0 | System | Generator | Build CC 2040 | Build CC | Firm Capacity | 1 | 2034-04-01 | 0 | MW
0 | 0 | System | Generator | Build CC 2040 | Build CC | Firm Capacity | 1 | 2034-07-01 | 0 | MW
0 | 0 | System | Generator | Build CC 2040 | Build CC | Firm Capacity | 1 | 2034-10-01 | 0 | MW
Build CC 2040_Firm Capacity2035 | Build CC_Firm Capacity2035 | System | Generator | Build CC 2040 | Build CC | Firm Capacity | 1 | 2035-01-01 | 0 | MW
0 | 0 | System | Generator | Build CC 2040 | Build CC | Firm Capacity | 1 | 2035-04-01 | 0 | MW
0 | 0 | System | Generator | Build CC 2040 | Build CC | Firm Capacity | 1 | 2035-07-01 | 0 | MW
0 | 0 | System | Generator | Build CC 2040 | Build CC | Firm Capacity | 1 | 2035-10-01 | 0 | MW
Build CC 2040_Firm Capacity2036 | Build CC_Firm Capacity2036 | System | Generator | Build CC 2040 | Build CC | Firm Capacity | 1 | 2036-01-01 | 0 | MW
0 | 0 | System | Generator | Build CC 2040 | Build CC | Firm Capacity | 1 | 2036-04-01 | 0 | MW
0 | 0 | System | Generator | Build CC 2040 | Build CC | Firm Capacity | 1 | 2036-07-01 | 0 | MW
0 | 0 | System | Generator | Build CC 2040 | Build CC | Firm Capacity | 1 | 2036-10-01 | 0 | MW
Build CC 2040_Firm Capacity2037 | Build CC_Firm Capacity2037 | System | Generator | Build CC 2040 | Build CC | Firm Capacity | 1 | 2037-01-01 | 0 | MW
0 | 0 | System | Generator | Build CC 2040 | Build CC | Firm Capacity | 1 | 2037-04-01 | 0 | MW
0 | 0 | System | Generator | Build CC 2040 | Build CC | Firm Capacity | 1 | 2037-07-01 | 0 | MW
0 | 0 | System | Generator | Build CC 2040 | Build CC | Firm Capacity | 1 | 2037-10-01 | 0 | MW
Build CC 2040_Firm Capacity2038 | Build CC_Firm Capacity2038 | System | Generator | Build CC 2040 | Build CC | Firm Capacity | 1 | 2038-01-01 | 0 | MW
0 | 0 | System | Generator | Build CC 2040 | Build CC | Firm Capacity | 1 | 2038-04-01 | 0 | MW
0 | 0 | System | Generator | Build CC 2040 | Build CC | Firm Capacity | 1 | 2038-07-01 | 0 | MW
0 | 0 | System | Generator | Build CC 2040 | Build CC | Firm Capacity | 1 | 2038-10-01 | 0 | MW
Build CC 2040_Firm Capacity2039 | Build CC_Firm Capacity2039 | System | Generator | Build CC 2040 | Build CC | Firm Capacity | 1 | 2039-01-01 | 0 | MW
0 | 0 | System | Generator | Build CC 2040 | Build CC | Firm Capacity | 1 | 2039-04-01 | 0 | MW
0 | 0 | System | Generator | Build CC 2040 | Build CC | Firm Capacity | 1 | 2039-07-01 | 0 | MW
0 | 0 | System | Generator | Build CC 2040 | Build CC | Firm Capacity | 1 | 2039-10-01 | 0 | MW
Build CC 2040_Firm Capacity2040 | Build CC_Firm Capacity2040 | System | Generator | Build CC 2040 | Build CC | Firm Capacity | 1 | 2040-01-01 | 0 | MW
0 | 0 | System | Generator | Build CC 2040 | Build CC | Firm Capacity | 1 | 2040-04-01 | 0 | MW
0 | 0 | System | Generator | Build CC 2040 | Build CC | Firm Capacity | 1 | 2040-07-01 | 0 | MW
0 | 0 | System | Generator | Build CC 2040 | Build CC | Firm Capacity | 1 | 2040-10-01 | 0 | MW
Build CC 2040_Firm Capacity2041 | Build CC_Firm Capacity2041 | System | Generator | Build CC 2040 | Build CC | Firm Capacity | 1 | 2041-01-01 | 0 | MW
0 | 0 | System | Generator | Build CC 2040 | Build CC | Firm Capacity | 1 | 2041-04-01 | 0 | MW
0 | 0 | System | Generator | Build CC 2040 | Build CC | Firm Capacity | 1 | 2041-07-01 | 0 | MW
0 | 0 | System | Generator | Build CC 2040 | Build CC | Firm Capacity | 1 | 2041-10-01 | 0 | MW
Build CC 2040_Firm Capacity2042 | Build CC_Firm Capacity2042 | System | Generator | Build CC 2040 | Build CC | Firm Capacity | 1 | 2042-01-01 | 0 | MW
0 | 0 | System | Generator | Build CC 2040 | Build CC | Firm Capacity | 1 | 2042-04-01 | 0 | MW
0 | 0 | System | Generator | Build CC 2040 | Build CC | Firm Capacity | 1 | 2042-07-01 | 0 | MW
0 | 0 | System | Generator | Build CC 2040 | Build CC | Firm Capacity | 1 | 2042-10-01 | 0 | MW
Build CC 2040_Firm Capacity2043 | Build CC_Firm Capacity2043 | System | Generator | Build CC 2040 | Build CC | Firm Capacity | 1 | 2043-01-01 | 0 | MW
0 | 0 | System | Generator | Build CC 2040 | Build CC | Firm Capacity | 1 | 2043-04-01 | 0 | MW
0 | 0 | System | Generator | Build CC 2040 | Build CC | Firm Capacity | 1 | 2043-07-01 | 0 | MW
0 | 0 | System | Generator | Build CC 2040 | Build CC | Firm Capacity | 1 | 2043-10-01 | 0 | MW
Build CC 2041_Firm Capacity2024 | Build CC_Firm Capacity2024 | System | Generator | Build CC 2041 | Build CC | Firm Capacity | 1 | 2024-01-01 | 0 | MW
0 | 0 | System | Generator | Build CC 2041 | Build CC | Firm Capacity | 1 | 2024-04-01 | 0 | MW
0 | 0 | System | Generator | Build CC 2041 | Build CC | Firm Capacity | 1 | 2024-07-01 | 0 | MW
0 | 0 | System | Generator | Build CC 2041 | Build CC | Firm Capacity | 1 | 2024-10-01 | 0 | MW
Build CC 2041_Firm Capacity2025 | Build CC_Firm Capacity2025 | System | Generator | Build CC 2041 | Build CC | Firm Capacity | 1 | 2025-01-01 | 0 | MW
0 | 0 | System | Generator | Build CC 2041 | Build CC | Firm Capacity | 1 | 2025-04-01 | 0 | MW
0 | 0 | System | Generator | Build CC 2041 | Build CC | Firm Capacity | 1 | 2025-07-01 | 0 | MW
0 | 0 | System | Generator | Build CC 2041 | Build CC | Firm Capacity | 1 | 2025-10-01 | 0 | MW
Build CC 2041_Firm Capacity2026 | Build CC_Firm Capacity2026 | System | Generator | Build CC 2041 | Build CC | Firm Capacity | 1 | 2026-01-01 | 0 | MW
0 | 0 | System | Generator | Build CC 2041 | Build CC | Firm Capacity | 1 | 2026-04-01 | 0 | MW
0 | 0 | System | Generator | Build CC 2041 | Build CC | Firm Capacity | 1 | 2026-07-01 | 0 | MW
0 | 0 | System | Generator | Build CC 2041 | Build CC | Firm Capacity | 1 | 2026-10-01 | 0 | MW
Build CC 2041_Firm Capacity2027 | Build CC_Firm Capacity2027 | System | Generator | Build CC 2041 | Build CC | Firm Capacity | 1 | 2027-01-01 | 0 | MW
0 | 0 | System | Generator | Build CC 2041 | Build CC | Firm Capacity | 1 | 2027-04-01 | 0 | MW
0 | 0 | System | Generator | Build CC 2041 | Build CC | Firm Capacity | 1 | 2027-07-01 | 0 | MW
0 | 0 | System | Generator | Build CC 2041 | Build CC | Firm Capacity | 1 | 2027-10-01 | 0 | MW
Build CC 2041_Firm Capacity2028 | Build CC_Firm Capacity2028 | System | Generator | Build CC 2041 | Build CC | Firm Capacity | 1 | 2028-01-01 | 0 | MW
0 | 0 | System | Generator | Build CC 2041 | Build CC | Firm Capacity | 1 | 2028-04-01 | 0 | MW
0 | 0 | System | Generator | Build CC 2041 | Build CC | Firm Capacity | 1 | 2028-07-01 | 0 | MW
0 | 0 | System | Generator | Build CC 2041 | Build CC | Firm Capacity | 1 | 2028-10-01 | 0 | MW
Build CC 2041_Firm Capacity2029 | Build CC_Firm Capacity2029 | System | Generator | Build CC 2041 | Build CC | Firm Capacity | 1 | 2029-01-01 | 0 | MW
0 | 0 | System | Generator | Build CC 2041 | Build CC | Firm Capacity | 1 | 2029-04-01 | 0 | MW
0 | 0 | System | Generator | Build CC 2041 | Build CC | Firm Capacity | 1 | 2029-07-01 | 0 | MW
0 | 0 | System | Generator | Build CC 2041 | Build CC | Firm Capacity | 1 | 2029-10-01 | 0 | MW
Build CC 2041_Firm Capacity2030 | Build CC_Firm Capacity2030 | System | Generator | Build CC 2041 | Build CC | Firm Capacity | 1 | 2030-01-01 | 0 | MW
0 | 0 | System | Generator | Build CC 2041 | Build CC | Firm Capacity | 1 | 2030-04-01 | 0 | MW
0 | 0 | System | Generator | Build CC 2041 | Build CC | Firm Capacity | 1 | 2030-07-01 | 0 | MW
0 | 0 | System | Generator | Build CC 2041 | Build CC | Firm Capacity | 1 | 2030-10-01 | 0 | MW
Build CC 2041_Firm Capacity2031 | Build CC_Firm Capacity2031 | System | Generator | Build CC 2041 | Build CC | Firm Capacity | 1 | 2031-01-01 | 0 | MW
0 | 0 | System | Generator | Build CC 2041 | Build CC | Firm Capacity | 1 | 2031-04-01 | 0 | MW
0 | 0 | System | Generator | Build CC 2041 | Build CC | Firm Capacity | 1 | 2031-07-01 | 0 | MW
0 | 0 | System | Generator | Build CC 2041 | Build CC | Firm Capacity | 1 | 2031-10-01 | 0 | MW
Build CC 2041_Firm Capacity2032 | Build CC_Firm Capacity2032 | System | Generator | Build CC 2041 | Build CC | Firm Capacity | 1 | 2032-01-01 | 0 | MW
0 | 0 | System | Generator | Build CC 2041 | Build CC | Firm Capacity | 1 | 2032-04-01 | 0 | MW
0 | 0 | System | Generator | Build CC 2041 | Build CC | Firm Capacity | 1 | 2032-07-01 | 0 | MW
0 | 0 | System | Generator | Build CC 2041 | Build CC | Firm Capacity | 1 | 2032-10-01 | 0 | MW
Build CC 2041_Firm Capacity2033 | Build CC_Firm Capacity2033 | System | Generator | Build CC 2041 | Build CC | Firm Capacity | 1 | 2033-01-01 | 0 | MW
0 | 0 | System | Generator | Build CC 2041 | Build CC | Firm Capacity | 1 | 2033-04-01 | 0 | MW
0 | 0 | System | Generator | Build CC 2041 | Build CC | Firm Capacity | 1 | 2033-07-01 | 0 | MW
0 | 0 | System | Generator | Build CC 2041 | Build CC | Firm Capacity | 1 | 2033-10-01 | 0 | MW
Build CC 2041_Firm Capacity2034 | Build CC_Firm Capacity2034 | System | Generator | Build CC 2041 | Build CC | Firm Capacity | 1 | 2034-01-01 | 0 | MW
0 | 0 | System | Generator | Build CC 2041 | Build CC | Firm Capacity | 1 | 2034-04-01 | 0 | MW
0 | 0 | System | Generator | Build CC 2041 | Build CC | Firm Capacity | 1 | 2034-07-01 | 0 | MW
0 | 0 | System | Generator | Build CC 2041 | Build CC | Firm Capacity | 1 | 2034-10-01 | 0 | MW
Build CC 2041_Firm Capacity2035 | Build CC_Firm Capacity2035 | System | Generator | Build CC 2041 | Build CC | Firm Capacity | 1 | 2035-01-01 | 0 | MW
0 | 0 | System | Generator | Build CC 2041 | Build CC | Firm Capacity | 1 | 2035-04-01 | 0 | MW
0 | 0 | System | Generator | Build CC 2041 | Build CC | Firm Capacity | 1 | 2035-07-01 | 0 | MW
0 | 0 | System | Generator | Build CC 2041 | Build CC | Firm Capacity | 1 | 2035-10-01 | 0 | MW
Build CC 2041_Firm Capacity2036 | Build CC_Firm Capacity2036 | System | Generator | Build CC 2041 | Build CC | Firm Capacity | 1 | 2036-01-01 | 0 | MW
0 | 0 | System | Generator | Build CC 2041 | Build CC | Firm Capacity | 1 | 2036-04-01 | 0 | MW
0 | 0 | System | Generator | Build CC 2041 | Build CC | Firm Capacity | 1 | 2036-07-01 | 0 | MW
0 | 0 | System | Generator | Build CC 2041 | Build CC | Firm Capacity | 1 | 2036-10-01 | 0 | MW
Build CC 2041_Firm Capacity2037 | Build CC_Firm Capacity2037 | System | Generator | Build CC 2041 | Build CC | Firm Capacity | 1 | 2037-01-01 | 0 | MW
0 | 0 | System | Generator | Build CC 2041 | Build CC | Firm Capacity | 1 | 2037-04-01 | 0 | MW
0 | 0 | System | Generator | Build CC 2041 | Build CC | Firm Capacity | 1 | 2037-07-01 | 0 | MW
0 | 0 | System | Generator | Build CC 2041 | Build CC | Firm Capacity | 1 | 2037-10-01 | 0 | MW
Build CC 2041_Firm Capacity2038 | Build CC_Firm Capacity2038 | System | Generator | Build CC 2041 | Build CC | Firm Capacity | 1 | 2038-01-01 | 0 | MW
0 | 0 | System | Generator | Build CC 2041 | Build CC | Firm Capacity | 1 | 2038-04-01 | 0 | MW
0 | 0 | System | Generator | Build CC 2041 | Build CC | Firm Capacity | 1 | 2038-07-01 | 0 | MW
0 | 0 | System | Generator | Build CC 2041 | Build CC | Firm Capacity | 1 | 2038-10-01 | 0 | MW
Build CC 2041_Firm Capacity2039 | Build CC_Firm Capacity2039 | System | Generator | Build CC 2041 | Build CC | Firm Capacity | 1 | 2039-01-01 | 0 | MW
0 | 0 | System | Generator | Build CC 2041 | Build CC | Firm Capacity | 1 | 2039-04-01 | 0 | MW
0 | 0 | System | Generator | Build CC 2041 | Build CC | Firm Capacity | 1 | 2039-07-01 | 0 | MW
0 | 0 | System | Generator | Build CC 2041 | Build CC | Firm Capacity | 1 | 2039-10-01 | 0 | MW
Build CC 2041_Firm Capacity2040 | Build CC_Firm Capacity2040 | System | Generator | Build CC 2041 | Build CC | Firm Capacity | 1 | 2040-01-01 | 0 | MW
0 | 0 | System | Generator | Build CC 2041 | Build CC | Firm Capacity | 1 | 2040-04-01 | 0 | MW
0 | 0 | System | Generator | Build CC 2041 | Build CC | Firm Capacity | 1 | 2040-07-01 | 0 | MW
0 | 0 | System | Generator | Build CC 2041 | Build CC | Firm Capacity | 1 | 2040-10-01 | 0 | MW
Build CC 2041_Firm Capacity2041 | Build CC_Firm Capacity2041 | System | Generator | Build CC 2041 | Build CC | Firm Capacity | 1 | 2041-01-01 | 0 | MW
0 | 0 | System | Generator | Build CC 2041 | Build CC | Firm Capacity | 1 | 2041-04-01 | 0 | MW
0 | 0 | System | Generator | Build CC 2041 | Build CC | Firm Capacity | 1 | 2041-07-01 | 0 | MW
0 | 0 | System | Generator | Build CC 2041 | Build CC | Firm Capacity | 1 | 2041-10-01 | 0 | MW
Build CC 2041_Firm Capacity2042 | Build CC_Firm Capacity2042 | System | Generator | Build CC 2041 | Build CC | Firm Capacity | 1 | 2042-01-01 | 0 | MW
0 | 0 | System | Generator | Build CC 2041 | Build CC | Firm Capacity | 1 | 2042-04-01 | 0 | MW
0 | 0 | System | Generator | Build CC 2041 | Build CC | Firm Capacity | 1 | 2042-07-01 | 0 | MW
0 | 0 | System | Generator | Build CC 2041 | Build CC | Firm Capacity | 1 | 2042-10-01 | 0 | MW
Build CC 2041_Firm Capacity2043 | Build CC_Firm Capacity2043 | System | Generator | Build CC 2041 | Build CC | Firm Capacity | 1 | 2043-01-01 | 0 | MW
0 | 0 | System | Generator | Build CC 2041 | Build CC | Firm Capacity | 1 | 2043-04-01 | 0 | MW
0 | 0 | System | Generator | Build CC 2041 | Build CC | Firm Capacity | 1 | 2043-07-01 | 0 | MW
0 | 0 | System | Generator | Build CC 2041 | Build CC | Firm Capacity | 1 | 2043-10-01 | 0 | MW
Build CC 2042_Firm Capacity2024 | Build CC_Firm Capacity2024 | System | Generator | Build CC 2042 | Build CC | Firm Capacity | 1 | 2024-01-01 | 0 | MW
0 | 0 | System | Generator | Build CC 2042 | Build CC | Firm Capacity | 1 | 2024-04-01 | 0 | MW
0 | 0 | System | Generator | Build CC 2042 | Build CC | Firm Capacity | 1 | 2024-07-01 | 0 | MW
0 | 0 | System | Generator | Build CC 2042 | Build CC | Firm Capacity | 1 | 2024-10-01 | 0 | MW
Build CC 2042_Firm Capacity2025 | Build CC_Firm Capacity2025 | System | Generator | Build CC 2042 | Build CC | Firm Capacity | 1 | 2025-01-01 | 0 | MW
0 | 0 | System | Generator | Build CC 2042 | Build CC | Firm Capacity | 1 | 2025-04-01 | 0 | MW
0 | 0 | System | Generator | Build CC 2042 | Build CC | Firm Capacity | 1 | 2025-07-01 | 0 | MW
0 | 0 | System | Generator | Build CC 2042 | Build CC | Firm Capacity | 1 | 2025-10-01 | 0 | MW
Build CC 2042_Firm Capacity2026 | Build CC_Firm Capacity2026 | System | Generator | Build CC 2042 | Build CC | Firm Capacity | 1 | 2026-01-01 | 0 | MW
0 | 0 | System | Generator | Build CC 2042 | Build CC | Firm Capacity | 1 | 2026-04-01 | 0 | MW
0 | 0 | System | Generator | Build CC 2042 | Build CC | Firm Capacity | 1 | 2026-07-01 | 0 | MW
0 | 0 | System | Generator | Build CC 2042 | Build CC | Firm Capacity | 1 | 2026-10-01 | 0 | MW
Build CC 2042_Firm Capacity2027 | Build CC_Firm Capacity2027 | System | Generator | Build CC 2042 | Build CC | Firm Capacity | 1 | 2027-01-01 | 0 | MW
0 | 0 | System | Generator | Build CC 2042 | Build CC | Firm Capacity | 1 | 2027-04-01 | 0 | MW
0 | 0 | System | Generator | Build CC 2042 | Build CC | Firm Capacity | 1 | 2027-07-01 | 0 | MW
0 | 0 | System | Generator | Build CC 2042 | Build CC | Firm Capacity | 1 | 2027-10-01 | 0 | MW
Build CC 2042_Firm Capacity2028 | Build CC_Firm Capacity2028 | System | Generator | Build CC 2042 | Build CC | Firm Capacity | 1 | 2028-01-01 | 0 | MW
0 | 0 | System | Generator | Build CC 2042 | Build CC | Firm Capacity | 1 | 2028-04-01 | 0 | MW
0 | 0 | System | Generator | Build CC 2042 | Build CC | Firm Capacity | 1 | 2028-07-01 | 0 | MW
0 | 0 | System | Generator | Build CC 2042 | Build CC | Firm Capacity | 1 | 2028-10-01 | 0 | MW
Build CC 2042_Firm Capacity2029 | Build CC_Firm Capacity2029 | System | Generator | Build CC 2042 | Build CC | Firm Capacity | 1 | 2029-01-01 | 0 | MW
0 | 0 | System | Generator | Build CC 2042 | Build CC | Firm Capacity | 1 | 2029-04-01 | 0 | MW
0 | 0 | System | Generator | Build CC 2042 | Build CC | Firm Capacity | 1 | 2029-07-01 | 0 | MW
0 | 0 | System | Generator | Build CC 2042 | Build CC | Firm Capacity | 1 | 2029-10-01 | 0 | MW
Build CC 2042_Firm Capacity2030 | Build CC_Firm Capacity2030 | System | Generator | Build CC 2042 | Build CC | Firm Capacity | 1 | 2030-01-01 | 0 | MW
0 | 0 | System | Generator | Build CC 2042 | Build CC | Firm Capacity | 1 | 2030-04-01 | 0 | MW
0 | 0 | System | Generator | Build CC 2042 | Build CC | Firm Capacity | 1 | 2030-07-01 | 0 | MW
0 | 0 | System | Generator | Build CC 2042 | Build CC | Firm Capacity | 1 | 2030-10-01 | 0 | MW
Build CC 2042_Firm Capacity2031 | Build CC_Firm Capacity2031 | System | Generator | Build CC 2042 | Build CC | Firm Capacity | 1 | 2031-01-01 | 0 | MW
0 | 0 | System | Generator | Build CC 2042 | Build CC | Firm Capacity | 1 | 2031-04-01 | 0 | MW
0 | 0 | System | Generator | Build CC 2042 | Build CC | Firm Capacity | 1 | 2031-07-01 | 0 | MW
0 | 0 | System | Generator | Build CC 2042 | Build CC | Firm Capacity | 1 | 2031-10-01 | 0 | MW
Build CC 2042_Firm Capacity2032 | Build CC_Firm Capacity2032 | System | Generator | Build CC 2042 | Build CC | Firm Capacity | 1 | 2032-01-01 | 0 | MW
0 | 0 | System | Generator | Build CC 2042 | Build CC | Firm Capacity | 1 | 2032-04-01 | 0 | MW
0 | 0 | System | Generator | Build CC 2042 | Build CC | Firm Capacity | 1 | 2032-07-01 | 0 | MW
0 | 0 | System | Generator | Build CC 2042 | Build CC | Firm Capacity | 1 | 2032-10-01 | 0 | MW
Build CC 2042_Firm Capacity2033 | Build CC_Firm Capacity2033 | System | Generator | Build CC 2042 | Build CC | Firm Capacity | 1 | 2033-01-01 | 0 | MW
0 | 0 | System | Generator | Build CC 2042 | Build CC | Firm Capacity | 1 | 2033-04-01 | 0 | MW
0 | 0 | System | Generator | Build CC 2042 | Build CC | Firm Capacity | 1 | 2033-07-01 | 0 | MW
0 | 0 | System | Generator | Build CC 2042 | Build CC | Firm Capacity | 1 | 2033-10-01 | 0 | MW
Build CC 2042_Firm Capacity2034 | Build CC_Firm Capacity2034 | System | Generator | Build CC 2042 | Build CC | Firm Capacity | 1 | 2034-01-01 | 0 | MW
0 | 0 | System | Generator | Build CC 2042 | Build CC | Firm Capacity | 1 | 2034-04-01 | 0 | MW
0 | 0 | System | Generator | Build CC 2042 | Build CC | Firm Capacity | 1 | 2034-07-01 | 0 | MW
0 | 0 | System | Generator | Build CC 2042 | Build CC | Firm Capacity | 1 | 2034-10-01 | 0 | MW
Build CC 2042_Firm Capacity2035 | Build CC_Firm Capacity2035 | System | Generator | Build CC 2042 | Build CC | Firm Capacity | 1 | 2035-01-01 | 0 | MW
0 | 0 | System | Generator | Build CC 2042 | Build CC | Firm Capacity | 1 | 2035-04-01 | 0 | MW
0 | 0 | System | Generator | Build CC 2042 | Build CC | Firm Capacity | 1 | 2035-07-01 | 0 | MW
0 | 0 | System | Generator | Build CC 2042 | Build CC | Firm Capacity | 1 | 2035-10-01 | 0 | MW
Build CC 2042_Firm Capacity2036 | Build CC_Firm Capacity2036 | System | Generator | Build CC 2042 | Build CC | Firm Capacity | 1 | 2036-01-01 | 0 | MW
0 | 0 | System | Generator | Build CC 2042 | Build CC | Firm Capacity | 1 | 2036-04-01 | 0 | MW
0 | 0 | System | Generator | Build CC 2042 | Build CC | Firm Capacity | 1 | 2036-07-01 | 0 | MW
0 | 0 | System | Generator | Build CC 2042 | Build CC | Firm Capacity | 1 | 2036-10-01 | 0 | MW
Build CC 2042_Firm Capacity2037 | Build CC_Firm Capacity2037 | System | Generator | Build CC 2042 | Build CC | Firm Capacity | 1 | 2037-01-01 | 0 | MW
0 | 0 | System | Generator | Build CC 2042 | Build CC | Firm Capacity | 1 | 2037-04-01 | 0 | MW
0 | 0 | System | Generator | Build CC 2042 | Build CC | Firm Capacity | 1 | 2037-07-01 | 0 | MW
0 | 0 | System | Generator | Build CC 2042 | Build CC | Firm Capacity | 1 | 2037-10-01 | 0 | MW
Build CC 2042_Firm Capacity2038 | Build CC_Firm Capacity2038 | System | Generator | Build CC 2042 | Build CC | Firm Capacity | 1 | 2038-01-01 | 0 | MW
0 | 0 | System | Generator | Build CC 2042 | Build CC | Firm Capacity | 1 | 2038-04-01 | 0 | MW
0 | 0 | System | Generator | Build CC 2042 | Build CC | Firm Capacity | 1 | 2038-07-01 | 0 | MW
0 | 0 | System | Generator | Build CC 2042 | Build CC | Firm Capacity | 1 | 2038-10-01 | 0 | MW
Build CC 2042_Firm Capacity2039 | Build CC_Firm Capacity2039 | System | Generator | Build CC 2042 | Build CC | Firm Capacity | 1 | 2039-01-01 | 0 | MW
0 | 0 | System | Generator | Build CC 2042 | Build CC | Firm Capacity | 1 | 2039-04-01 | 0 | MW
0 | 0 | System | Generator | Build CC 2042 | Build CC | Firm Capacity | 1 | 2039-07-01 | 0 | MW
0 | 0 | System | Generator | Build CC 2042 | Build CC | Firm Capacity | 1 | 2039-10-01 | 0 | MW
Build CC 2042_Firm Capacity2040 | Build CC_Firm Capacity2040 | System | Generator | Build CC 2042 | Build CC | Firm Capacity | 1 | 2040-01-01 | 0 | MW
0 | 0 | System | Generator | Build CC 2042 | Build CC | Firm Capacity | 1 | 2040-04-01 | 0 | MW
0 | 0 | System | Generator | Build CC 2042 | Build CC | Firm Capacity | 1 | 2040-07-01 | 0 | MW
0 | 0 | System | Generator | Build CC 2042 | Build CC | Firm Capacity | 1 | 2040-10-01 | 0 | MW
Build CC 2042_Firm Capacity2041 | Build CC_Firm Capacity2041 | System | Generator | Build CC 2042 | Build CC | Firm Capacity | 1 | 2041-01-01 | 0 | MW
0 | 0 | System | Generator | Build CC 2042 | Build CC | Firm Capacity | 1 | 2041-04-01 | 0 | MW
0 | 0 | System | Generator | Build CC 2042 | Build CC | Firm Capacity | 1 | 2041-07-01 | 0 | MW
0 | 0 | System | Generator | Build CC 2042 | Build CC | Firm Capacity | 1 | 2041-10-01 | 0 | MW
Build CC 2042_Firm Capacity2042 | Build CC_Firm Capacity2042 | System | Generator | Build CC 2042 | Build CC | Firm Capacity | 1 | 2042-01-01 | 0 | MW
0 | 0 | System | Generator | Build CC 2042 | Build CC | Firm Capacity | 1 | 2042-04-01 | 0 | MW
0 | 0 | System | Generator | Build CC 2042 | Build CC | Firm Capacity | 1 | 2042-07-01 | 0 | MW
0 | 0 | System | Generator | Build CC 2042 | Build CC | Firm Capacity | 1 | 2042-10-01 | 0 | MW
Build CC 2042_Firm Capacity2043 | Build CC_Firm Capacity2043 | System | Generator | Build CC 2042 | Build CC | Firm Capacity | 1 | 2043-01-01 | 0 | MW
0 | 0 | System | Generator | Build CC 2042 | Build CC | Firm Capacity | 1 | 2043-04-01 | 0 | MW
0 | 0 | System | Generator | Build CC 2042 | Build CC | Firm Capacity | 1 | 2043-07-01 | 0 | MW
0 | 0 | System | Generator | Build CC 2042 | Build CC | Firm Capacity | 1 | 2043-10-01 | 0 | MW
Build CC 2043_Firm Capacity2024 | Build CC_Firm Capacity2024 | System | Generator | Build CC 2043 | Build CC | Firm Capacity | 1 | 2024-01-01 | 0 | MW
0 | 0 | System | Generator | Build CC 2043 | Build CC | Firm Capacity | 1 | 2024-04-01 | 0 | MW
0 | 0 | System | Generator | Build CC 2043 | Build CC | Firm Capacity | 1 | 2024-07-01 | 0 | MW
0 | 0 | System | Generator | Build CC 2043 | Build CC | Firm Capacity | 1 | 2024-10-01 | 0 | MW
Build CC 2043_Firm Capacity2025 | Build CC_Firm Capacity2025 | System | Generator | Build CC 2043 | Build CC | Firm Capacity | 1 | 2025-01-01 | 0 | MW
0 | 0 | System | Generator | Build CC 2043 | Build CC | Firm Capacity | 1 | 2025-04-01 | 0 | MW
0 | 0 | System | Generator | Build CC 2043 | Build CC | Firm Capacity | 1 | 2025-07-01 | 0 | MW
0 | 0 | System | Generator | Build CC 2043 | Build CC | Firm Capacity | 1 | 2025-10-01 | 0 | MW
Build CC 2043_Firm Capacity2026 | Build CC_Firm Capacity2026 | System | Generator | Build CC 2043 | Build CC | Firm Capacity | 1 | 2026-01-01 | 0 | MW
0 | 0 | System | Generator | Build CC 2043 | Build CC | Firm Capacity | 1 | 2026-04-01 | 0 | MW
0 | 0 | System | Generator | Build CC 2043 | Build CC | Firm Capacity | 1 | 2026-07-01 | 0 | MW
0 | 0 | System | Generator | Build CC 2043 | Build CC | Firm Capacity | 1 | 2026-10-01 | 0 | MW
Build CC 2043_Firm Capacity2027 | Build CC_Firm Capacity2027 | System | Generator | Build CC 2043 | Build CC | Firm Capacity | 1 | 2027-01-01 | 0 | MW
0 | 0 | System | Generator | Build CC 2043 | Build CC | Firm Capacity | 1 | 2027-04-01 | 0 | MW
0 | 0 | System | Generator | Build CC 2043 | Build CC | Firm Capacity | 1 | 2027-07-01 | 0 | MW
0 | 0 | System | Generator | Build CC 2043 | Build CC | Firm Capacity | 1 | 2027-10-01 | 0 | MW
Build CC 2043_Firm Capacity2028 | Build CC_Firm Capacity2028 | System | Generator | Build CC 2043 | Build CC | Firm Capacity | 1 | 2028-01-01 | 0 | MW
0 | 0 | System | Generator | Build CC 2043 | Build CC | Firm Capacity | 1 | 2028-04-01 | 0 | MW
0 | 0 | System | Generator | Build CC 2043 | Build CC | Firm Capacity | 1 | 2028-07-01 | 0 | MW
0 | 0 | System | Generator | Build CC 2043 | Build CC | Firm Capacity | 1 | 2028-10-01 | 0 | MW
Build CC 2043_Firm Capacity2029 | Build CC_Firm Capacity2029 | System | Generator | Build CC 2043 | Build CC | Firm Capacity | 1 | 2029-01-01 | 0 | MW
0 | 0 | System | Generator | Build CC 2043 | Build CC | Firm Capacity | 1 | 2029-04-01 | 0 | MW
0 | 0 | System | Generator | Build CC 2043 | Build CC | Firm Capacity | 1 | 2029-07-01 | 0 | MW
0 | 0 | System | Generator | Build CC 2043 | Build CC | Firm Capacity | 1 | 2029-10-01 | 0 | MW
Build CC 2043_Firm Capacity2030 | Build CC_Firm Capacity2030 | System | Generator | Build CC 2043 | Build CC | Firm Capacity | 1 | 2030-01-01 | 0 | MW
0 | 0 | System | Generator | Build CC 2043 | Build CC | Firm Capacity | 1 | 2030-04-01 | 0 | MW
0 | 0 | System | Generator | Build CC 2043 | Build CC | Firm Capacity | 1 | 2030-07-01 | 0 | MW
0 | 0 | System | Generator | Build CC 2043 | Build CC | Firm Capacity | 1 | 2030-10-01 | 0 | MW
Build CC 2043_Firm Capacity2031 | Build CC_Firm Capacity2031 | System | Generator | Build CC 2043 | Build CC | Firm Capacity | 1 | 2031-01-01 | 0 | MW
0 | 0 | System | Generator | Build CC 2043 | Build CC | Firm Capacity | 1 | 2031-04-01 | 0 | MW
0 | 0 | System | Generator | Build CC 2043 | Build CC | Firm Capacity | 1 | 2031-07-01 | 0 | MW
0 | 0 | System | Generator | Build CC 2043 | Build CC | Firm Capacity | 1 | 2031-10-01 | 0 | MW
Build CC 2043_Firm Capacity2032 | Build CC_Firm Capacity2032 | System | Generator | Build CC 2043 | Build CC | Firm Capacity | 1 | 2032-01-01 | 0 | MW
0 | 0 | System | Generator | Build CC 2043 | Build CC | Firm Capacity | 1 | 2032-04-01 | 0 | MW
0 | 0 | System | Generator | Build CC 2043 | Build CC | Firm Capacity | 1 | 2032-07-01 | 0 | MW
0 | 0 | System | Generator | Build CC 2043 | Build CC | Firm Capacity | 1 | 2032-10-01 | 0 | MW
Build CC 2043_Firm Capacity2033 | Build CC_Firm Capacity2033 | System | Generator | Build CC 2043 | Build CC | Firm Capacity | 1 | 2033-01-01 | 0 | MW
0 | 0 | System | Generator | Build CC 2043 | Build CC | Firm Capacity | 1 | 2033-04-01 | 0 | MW
0 | 0 | System | Generator | Build CC 2043 | Build CC | Firm Capacity | 1 | 2033-07-01 | 0 | MW
0 | 0 | System | Generator | Build CC 2043 | Build CC | Firm Capacity | 1 | 2033-10-01 | 0 | MW
Build CC 2043_Firm Capacity2034 | Build CC_Firm Capacity2034 | System | Generator | Build CC 2043 | Build CC | Firm Capacity | 1 | 2034-01-01 | 0 | MW
0 | 0 | System | Generator | Build CC 2043 | Build CC | Firm Capacity | 1 | 2034-04-01 | 0 | MW
0 | 0 | System | Generator | Build CC 2043 | Build CC | Firm Capacity | 1 | 2034-07-01 | 0 | MW
0 | 0 | System | Generator | Build CC 2043 | Build CC | Firm Capacity | 1 | 2034-10-01 | 0 | MW
Build CC 2043_Firm Capacity2035 | Build CC_Firm Capacity2035 | System | Generator | Build CC 2043 | Build CC | Firm Capacity | 1 | 2035-01-01 | 0 | MW
0 | 0 | System | Generator | Build CC 2043 | Build CC | Firm Capacity | 1 | 2035-04-01 | 0 | MW
0 | 0 | System | Generator | Build CC 2043 | Build CC | Firm Capacity | 1 | 2035-07-01 | 0 | MW
0 | 0 | System | Generator | Build CC 2043 | Build CC | Firm Capacity | 1 | 2035-10-01 | 0 | MW
Build CC 2043_Firm Capacity2036 | Build CC_Firm Capacity2036 | System | Generator | Build CC 2043 | Build CC | Firm Capacity | 1 | 2036-01-01 | 0 | MW
0 | 0 | System | Generator | Build CC 2043 | Build CC | Firm Capacity | 1 | 2036-04-01 | 0 | MW
0 | 0 | System | Generator | Build CC 2043 | Build CC | Firm Capacity | 1 | 2036-07-01 | 0 | MW
0 | 0 | System | Generator | Build CC 2043 | Build CC | Firm Capacity | 1 | 2036-10-01 | 0 | MW
Build CC 2043_Firm Capacity2037 | Build CC_Firm Capacity2037 | System | Generator | Build CC 2043 | Build CC | Firm Capacity | 1 | 2037-01-01 | 0 | MW
0 | 0 | System | Generator | Build CC 2043 | Build CC | Firm Capacity | 1 | 2037-04-01 | 0 | MW
0 | 0 | System | Generator | Build CC 2043 | Build CC | Firm Capacity | 1 | 2037-07-01 | 0 | MW
0 | 0 | System | Generator | Build CC 2043 | Build CC | Firm Capacity | 1 | 2037-10-01 | 0 | MW
Build CC 2043_Firm Capacity2038 | Build CC_Firm Capacity2038 | System | Generator | Build CC 2043 | Build CC | Firm Capacity | 1 | 2038-01-01 | 0 | MW
0 | 0 | System | Generator | Build CC 2043 | Build CC | Firm Capacity | 1 | 2038-04-01 | 0 | MW
0 | 0 | System | Generator | Build CC 2043 | Build CC | Firm Capacity | 1 | 2038-07-01 | 0 | MW
0 | 0 | System | Generator | Build CC 2043 | Build CC | Firm Capacity | 1 | 2038-10-01 | 0 | MW
Build CC 2043_Firm Capacity2039 | Build CC_Firm Capacity2039 | System | Generator | Build CC 2043 | Build CC | Firm Capacity | 1 | 2039-01-01 | 0 | MW
0 | 0 | System | Generator | Build CC 2043 | Build CC | Firm Capacity | 1 | 2039-04-01 | 0 | MW
0 | 0 | System | Generator | Build CC 2043 | Build CC | Firm Capacity | 1 | 2039-07-01 | 0 | MW
0 | 0 | System | Generator | Build CC 2043 | Build CC | Firm Capacity | 1 | 2039-10-01 | 0 | MW
Build CC 2043_Firm Capacity2040 | Build CC_Firm Capacity2040 | System | Generator | Build CC 2043 | Build CC | Firm Capacity | 1 | 2040-01-01 | 0 | MW
0 | 0 | System | Generator | Build CC 2043 | Build CC | Firm Capacity | 1 | 2040-04-01 | 0 | MW
0 | 0 | System | Generator | Build CC 2043 | Build CC | Firm Capacity | 1 | 2040-07-01 | 0 | MW
0 | 0 | System | Generator | Build CC 2043 | Build CC | Firm Capacity | 1 | 2040-10-01 | 0 | MW
Build CC 2043_Firm Capacity2041 | Build CC_Firm Capacity2041 | System | Generator | Build CC 2043 | Build CC | Firm Capacity | 1 | 2041-01-01 | 0 | MW
0 | 0 | System | Generator | Build CC 2043 | Build CC | Firm Capacity | 1 | 2041-04-01 | 0 | MW
0 | 0 | System | Generator | Build CC 2043 | Build CC | Firm Capacity | 1 | 2041-07-01 | 0 | MW
0 | 0 | System | Generator | Build CC 2043 | Build CC | Firm Capacity | 1 | 2041-10-01 | 0 | MW
Build CC 2043_Firm Capacity2042 | Build CC_Firm Capacity2042 | System | Generator | Build CC 2043 | Build CC | Firm Capacity | 1 | 2042-01-01 | 0 | MW
0 | 0 | System | Generator | Build CC 2043 | Build CC | Firm Capacity | 1 | 2042-04-01 | 0 | MW
0 | 0 | System | Generator | Build CC 2043 | Build CC | Firm Capacity | 1 | 2042-07-01 | 0 | MW
0 | 0 | System | Generator | Build CC 2043 | Build CC | Firm Capacity | 1 | 2042-10-01 | 0 | MW
Build CC 2043_Firm Capacity2043 | Build CC_Firm Capacity2043 | System | Generator | Build CC 2043 | Build CC | Firm Capacity | 1 | 2043-01-01 | 0 | MW
0 | 0 | System | Generator | Build CC 2043 | Build CC | Firm Capacity | 1 | 2043-04-01 | 0 | MW
0 | 0 | System | Generator | Build CC 2043 | Build CC | Firm Capacity | 1 | 2043-07-01 | 0 | MW
0 | 0 | System | Generator | Build CC 2043 | Build CC | Firm Capacity | 1 | 2043-10-01 | 0 | MW
G Dogwood_Firm Capacity2024 | Build CC_Firm Capacity2024 | System | Generator | G Dogwood | Build CC | Firm Capacity | 1 | 2024-01-01 | 0 | MW
0 | 0 | System | Generator | G Dogwood | Build CC | Firm Capacity | 1 | 2024-04-01 | 0 | MW
0 | 0 | System | Generator | G Dogwood | Build CC | Firm Capacity | 1 | 2024-07-01 | 0 | MW
0 | 0 | System | Generator | G Dogwood | Build CC | Firm Capacity | 1 | 2024-10-01 | 0 | MW
G Dogwood_Firm Capacity2025 | Build CC_Firm Capacity2025 | System | Generator | G Dogwood | Build CC | Firm Capacity | 1 | 2025-01-01 | 0 | MW
0 | 0 | System | Generator | G Dogwood | Build CC | Firm Capacity | 1 | 2025-04-01 | 0 | MW
0 | 0 | System | Generator | G Dogwood | Build CC | Firm Capacity | 1 | 2025-07-01 | 0 | MW
0 | 0 | System | Generator | G Dogwood | Build CC | Firm Capacity | 1 | 2025-10-01 | 0 | MW
G Dogwood_Firm Capacity2026 | Build CC_Firm Capacity2026 | System | Generator | G Dogwood | Build CC | Firm Capacity | 1 | 2026-01-01 | 0 | MW
0 | 0 | System | Generator | G Dogwood | Build CC | Firm Capacity | 1 | 2026-04-01 | 76.3 | MW
0 | 0 | System | Generator | G Dogwood | Build CC | Firm Capacity | 1 | 2026-07-01 | 76.3 | MW
0 | 0 | System | Generator | G Dogwood | Build CC | Firm Capacity | 1 | 2026-10-01 | 76.3 | MW
G Dogwood_Firm Capacity2027 | Build CC_Firm Capacity2027 | System | Generator | G Dogwood | Build CC | Firm Capacity | 1 | 2027-01-01 | 76.3 | MW
0 | 0 | System | Generator | G Dogwood | Build CC | Firm Capacity | 1 | 2027-04-01 | 76.3 | MW
0 | 0 | System | Generator | G Dogwood | Build CC | Firm Capacity | 1 | 2027-07-01 | 76.3 | MW
0 | 0 | System | Generator | G Dogwood | Build CC | Firm Capacity | 1 | 2027-10-01 | 76.3 | MW
G Dogwood_Firm Capacity2028 | Build CC_Firm Capacity2028 | System | Generator | G Dogwood | Build CC | Firm Capacity | 1 | 2028-01-01 | 76.3 | MW
0 | 0 | System | Generator | G Dogwood | Build CC | Firm Capacity | 1 | 2028-04-01 | 76.3 | MW
0 | 0 | System | Generator | G Dogwood | Build CC | Firm Capacity | 1 | 2028-07-01 | 76.3 | MW
0 | 0 | System | Generator | G Dogwood | Build CC | Firm Capacity | 1 | 2028-10-01 | 76.3 | MW
G Dogwood_Firm Capacity2029 | Build CC_Firm Capacity2029 | System | Generator | G Dogwood | Build CC | Firm Capacity | 1 | 2029-01-01 | 76.3 | MW
0 | 0 | System | Generator | G Dogwood | Build CC | Firm Capacity | 1 | 2029-04-01 | 76.3 | MW
0 | 0 | System | Generator | G Dogwood | Build CC | Firm Capacity | 1 | 2029-07-01 | 76.3 | MW
0 | 0 | System | Generator | G Dogwood | Build CC | Firm Capacity | 1 | 2029-10-01 | 76.3 | MW
G Dogwood_Firm Capacity2030 | Build CC_Firm Capacity2030 | System | Generator | G Dogwood | Build CC | Firm Capacity | 1 | 2030-01-01 | 76.3 | MW
0 | 0 | System | Generator | G Dogwood | Build CC | Firm Capacity | 1 | 2030-04-01 | 106.3 | MW
0 | 0 | System | Generator | G Dogwood | Build CC | Firm Capacity | 1 | 2030-07-01 | 106.3 | MW
0 | 0 | System | Generator | G Dogwood | Build CC | Firm Capacity | 1 | 2030-10-01 | 106.3 | MW
G Dogwood_Firm Capacity2031 | Build CC_Firm Capacity2031 | System | Generator | G Dogwood | Build CC | Firm Capacity | 1 | 2031-01-01 | 106.3 | MW
0 | 0 | System | Generator | G Dogwood | Build CC | Firm Capacity | 1 | 2031-04-01 | 143 | MW
0 | 0 | System | Generator | G Dogwood | Build CC | Firm Capacity | 1 | 2031-07-01 | 143 | MW
0 | 0 | System | Generator | G Dogwood | Build CC | Firm Capacity | 1 | 2031-10-01 | 143 | MW
G Dogwood_Firm Capacity2032 | Build CC_Firm Capacity2032 | System | Generator | G Dogwood | Build CC | Firm Capacity | 1 | 2032-01-01 | 143 | MW
0 | 0 | System | Generator | G Dogwood | Build CC | Firm Capacity | 1 | 2032-04-01 | 143 | MW
0 | 0 | System | Generator | G Dogwood | Build CC | Firm Capacity | 1 | 2032-07-01 | 143 | MW
0 | 0 | System | Generator | G Dogwood | Build CC | Firm Capacity | 1 | 2032-10-01 | 143 | MW
G Dogwood_Firm Capacity2033 | Build CC_Firm Capacity2033 | System | Generator | G Dogwood | Build CC | Firm Capacity | 1 | 2033-01-01 | 143 | MW
0 | 0 | System | Generator | G Dogwood | Build CC | Firm Capacity | 1 | 2033-04-01 | 143 | MW
0 | 0 | System | Generator | G Dogwood | Build CC | Firm Capacity | 1 | 2033-07-01 | 143 | MW
0 | 0 | System | Generator | G Dogwood | Build CC | Firm Capacity | 1 | 2033-10-01 | 143 | MW
G Dogwood_Firm Capacity2034 | Build CC_Firm Capacity2034 | System | Generator | G Dogwood | Build CC | Firm Capacity | 1 | 2034-01-01 | 143 | MW
0 | 0 | System | Generator | G Dogwood | Build CC | Firm Capacity | 1 | 2034-04-01 | 143 | MW
0 | 0 | System | Generator | G Dogwood | Build CC | Firm Capacity | 1 | 2034-07-01 | 143 | MW
0 | 0 | System | Generator | G Dogwood | Build CC | Firm Capacity | 1 | 2034-10-01 | 143 | MW
G Dogwood_Firm Capacity2035 | Build CC_Firm Capacity2035 | System | Generator | G Dogwood | Build CC | Firm Capacity | 1 | 2035-01-01 | 143 | MW
0 | 0 | System | Generator | G Dogwood | Build CC | Firm Capacity | 1 | 2035-04-01 | 143 | MW
0 | 0 | System | Generator | G Dogwood | Build CC | Firm Capacity | 1 | 2035-07-01 | 143 | MW
0 | 0 | System | Generator | G Dogwood | Build CC | Firm Capacity | 1 | 2035-10-01 | 143 | MW
G Dogwood_Firm Capacity2036 | Build CC_Firm Capacity2036 | System | Generator | G Dogwood | Build CC | Firm Capacity | 1 | 2036-01-01 | 143 | MW
0 | 0 | System | Generator | G Dogwood | Build CC | Firm Capacity | 1 | 2036-04-01 | 143 | MW
0 | 0 | System | Generator | G Dogwood | Build CC | Firm Capacity | 1 | 2036-07-01 | 143 | MW
0 | 0 | System | Generator | G Dogwood | Build CC | Firm Capacity | 1 | 2036-10-01 | 143 | MW
G Dogwood_Firm Capacity2037 | Build CC_Firm Capacity2037 | System | Generator | G Dogwood | Build CC | Firm Capacity | 1 | 2037-01-01 | 143 | MW
0 | 0 | System | Generator | G Dogwood | Build CC | Firm Capacity | 1 | 2037-04-01 | 143 | MW
0 | 0 | System | Generator | G Dogwood | Build CC | Firm Capacity | 1 | 2037-07-01 | 143 | MW
0 | 0 | System | Generator | G Dogwood | Build CC | Firm Capacity | 1 | 2037-10-01 | 143 | MW
G Dogwood_Firm Capacity2038 | Build CC_Firm Capacity2038 | System | Generator | G Dogwood | Build CC | Firm Capacity | 1 | 2038-01-01 | 143 | MW
0 | 0 | System | Generator | G Dogwood | Build CC | Firm Capacity | 1 | 2038-04-01 | 143 | MW
0 | 0 | System | Generator | G Dogwood | Build CC | Firm Capacity | 1 | 2038-07-01 | 143 | MW
0 | 0 | System | Generator | G Dogwood | Build CC | Firm Capacity | 1 | 2038-10-01 | 143 | MW
G Dogwood_Firm Capacity2039 | Build CC_Firm Capacity2039 | System | Generator | G Dogwood | Build CC | Firm Capacity | 1 | 2039-01-01 | 143 | MW
0 | 0 | System | Generator | G Dogwood | Build CC | Firm Capacity | 1 | 2039-04-01 | 143 | MW
0 | 0 | System | Generator | G Dogwood | Build CC | Firm Capacity | 1 | 2039-07-01 | 143 | MW
0 | 0 | System | Generator | G Dogwood | Build CC | Firm Capacity | 1 | 2039-10-01 | 143 | MW
G Dogwood_Firm Capacity2040 | Build CC_Firm Capacity2040 | System | Generator | G Dogwood | Build CC | Firm Capacity | 1 | 2040-01-01 | 143 | MW
0 | 0 | System | Generator | G Dogwood | Build CC | Firm Capacity | 1 | 2040-04-01 | 143 | MW
0 | 0 | System | Generator | G Dogwood | Build CC | Firm Capacity | 1 | 2040-07-01 | 143 | MW
0 | 0 | System | Generator | G Dogwood | Build CC | Firm Capacity | 1 | 2040-10-01 | 143 | MW
G Dogwood_Firm Capacity2041 | Build CC_Firm Capacity2041 | System | Generator | G Dogwood | Build CC | Firm Capacity | 1 | 2041-01-01 | 143 | MW
0 | 0 | System | Generator | G Dogwood | Build CC | Firm Capacity | 1 | 2041-04-01 | 143 | MW
0 | 0 | System | Generator | G Dogwood | Build CC | Firm Capacity | 1 | 2041-07-01 | 143 | MW
0 | 0 | System | Generator | G Dogwood | Build CC | Firm Capacity | 1 | 2041-10-01 | 143 | MW
G Dogwood_Firm Capacity2042 | Build CC_Firm Capacity2042 | System | Generator | G Dogwood | Build CC | Firm Capacity | 1 | 2042-01-01 | 143 | MW
0 | 0 | System | Generator | G Dogwood | Build CC | Firm Capacity | 1 | 2042-04-01 | 143 | MW
0 | 0 | System | Generator | G Dogwood | Build CC | Firm Capacity | 1 | 2042-07-01 | 143 | MW
0 | 0 | System | Generator | G Dogwood | Build CC | Firm Capacity | 1 | 2042-10-01 | 143 | MW
G Dogwood_Firm Capacity2043 | Build CC_Firm Capacity2043 | System | Generator | G Dogwood | Build CC | Firm Capacity | 1 | 2043-01-01 | 143 | MW
0 | 0 | System | Generator | G Dogwood | Build CC | Firm Capacity | 1 | 2043-04-01 | 143 | MW
0 | 0 | System | Generator | G Dogwood | Build CC | Firm Capacity | 1 | 2043-07-01 | 143 | MW
0 | 0 | System | Generator | G Dogwood | Build CC | Firm Capacity | 1 | 2043-10-01 | 143 | MW
MO West MEEIA_Firm Capacity2024 | DSM Potential_Firm Capacity2024 | System | Generator | MO West MEEIA | DSM Potential | Firm Capacity | 1 | 2024-01-01 | 0 | MW
0 | 0 | System | Generator | MO West MEEIA | DSM Potential | Firm Capacity | 1 | 2024-04-01 | 0 | MW
0 | 0 | System | Generator | MO West MEEIA | DSM Potential | Firm Capacity | 1 | 2024-07-01 | 0 | MW
0 | 0 | System | Generator | MO West MEEIA | DSM Potential | Firm Capacity | 1 | 2024-10-01 | 0 | MW
MO West MEEIA_Firm Capacity2025 | DSM Potential_Firm Capacity2025 | System | Generator | MO West MEEIA | DSM Potential | Firm Capacity | 1 | 2025-01-01 | 0 | MW
0 | 0 | System | Generator | MO West MEEIA | DSM Potential | Firm Capacity | 1 | 2025-04-01 | 12.2828 | MW
0 | 0 | System | Generator | MO West MEEIA | DSM Potential | Firm Capacity | 1 | 2025-07-01 | 12.2828 | MW
0 | 0 | System | Generator | MO West MEEIA | DSM Potential | Firm Capacity | 1 | 2025-10-01 | 9.9409 | MW
MO West MEEIA_Firm Capacity2026 | DSM Potential_Firm Capacity2026 | System | Generator | MO West MEEIA | DSM Potential | Firm Capacity | 1 | 2026-01-01 | 9.9409 | MW
0 | 0 | System | Generator | MO West MEEIA | DSM Potential | Firm Capacity | 1 | 2026-04-01 | 26.5518 | MW
0 | 0 | System | Generator | MO West MEEIA | DSM Potential | Firm Capacity | 1 | 2026-07-01 | 26.5518 | MW
0 | 0 | System | Generator | MO West MEEIA | DSM Potential | Firm Capacity | 1 | 2026-10-01 | 21.6066 | MW
MO West MEEIA_Firm Capacity2027 | DSM Potential_Firm Capacity2027 | System | Generator | MO West MEEIA | DSM Potential | Firm Capacity | 1 | 2027-01-01 | 21.6066 | MW
0 | 0 | System | Generator | MO West MEEIA | DSM Potential | Firm Capacity | 1 | 2027-04-01 | 41.6571 | MW
0 | 0 | System | Generator | MO West MEEIA | DSM Potential | Firm Capacity | 1 | 2027-07-01 | 41.6571 | MW
0 | 0 | System | Generator | MO West MEEIA | DSM Potential | Firm Capacity | 1 | 2027-10-01 | 33.8883 | MW
MO West MEEIA_Firm Capacity2028 | DSM Potential_Firm Capacity2028 | System | Generator | MO West MEEIA | DSM Potential | Firm Capacity | 1 | 2028-01-01 | 33.8883 | MW
0 | 0 | System | Generator | MO West MEEIA | DSM Potential | Firm Capacity | 1 | 2028-04-01 | 57.3901 | MW
0 | 0 | System | Generator | MO West MEEIA | DSM Potential | Firm Capacity | 1 | 2028-07-01 | 57.3901 | MW
0 | 0 | System | Generator | MO West MEEIA | DSM Potential | Firm Capacity | 1 | 2028-10-01 | 46.4678 | MW
MO West MEEIA_Firm Capacity2029 | DSM Potential_Firm Capacity2029 | System | Generator | MO West MEEIA | DSM Potential | Firm Capacity | 1 | 2029-01-01 | 46.4678 | MW
0 | 0 | System | Generator | MO West MEEIA | DSM Potential | Firm Capacity | 1 | 2029-04-01 | 57.2553 | MW
0 | 0 | System | Generator | MO West MEEIA | DSM Potential | Firm Capacity | 1 | 2029-07-01 | 57.2553 | MW
0 | 0 | System | Generator | MO West MEEIA | DSM Potential | Firm Capacity | 1 | 2029-10-01 | 46.0578 | MW
MO West MEEIA_Firm Capacity2030 | DSM Potential_Firm Capacity2030 | System | Generator | MO West MEEIA | DSM Potential | Firm Capacity | 1 | 2030-01-01 | 46.0578 | MW
0 | 0 | System | Generator | MO West MEEIA | DSM Potential | Firm Capacity | 1 | 2030-04-01 | 57.0825 | MW
0 | 0 | System | Generator | MO West MEEIA | DSM Potential | Firm Capacity | 1 | 2030-07-01 | 57.0825 | MW
0 | 0 | System | Generator | MO West MEEIA | DSM Potential | Firm Capacity | 1 | 2030-10-01 | 45.5193 | MW
MO West MEEIA_Firm Capacity2031 | DSM Potential_Firm Capacity2031 | System | Generator | MO West MEEIA | DSM Potential | Firm Capacity | 1 | 2031-01-01 | 45.5193 | MW
0 | 0 | System | Generator | MO West MEEIA | DSM Potential | Firm Capacity | 1 | 2031-04-01 | 54.3057 | MW
0 | 0 | System | Generator | MO West MEEIA | DSM Potential | Firm Capacity | 1 | 2031-07-01 | 54.3057 | MW
0 | 0 | System | Generator | MO West MEEIA | DSM Potential | Firm Capacity | 1 | 2031-10-01 | 43.0511 | MW
MO West MEEIA_Firm Capacity2032 | DSM Potential_Firm Capacity2032 | System | Generator | MO West MEEIA | DSM Potential | Firm Capacity | 1 | 2032-01-01 | 43.0511 | MW
0 | 0 | System | Generator | MO West MEEIA | DSM Potential | Firm Capacity | 1 | 2032-04-01 | 51.1685 | MW
0 | 0 | System | Generator | MO West MEEIA | DSM Potential | Firm Capacity | 1 | 2032-07-01 | 51.1685 | MW
0 | 0 | System | Generator | MO West MEEIA | DSM Potential | Firm Capacity | 1 | 2032-10-01 | 40.3915 | MW
MO West MEEIA_Firm Capacity2033 | DSM Potential_Firm Capacity2033 | System | Generator | MO West MEEIA | DSM Potential | Firm Capacity | 1 | 2033-01-01 | 40.3915 | MW
0 | 0 | System | Generator | MO West MEEIA | DSM Potential | Firm Capacity | 1 | 2033-04-01 | 47.7815 | MW
0 | 0 | System | Generator | MO West MEEIA | DSM Potential | Firm Capacity | 1 | 2033-07-01 | 47.7815 | MW
0 | 0 | System | Generator | MO West MEEIA | DSM Potential | Firm Capacity | 1 | 2033-10-01 | 37.6099 | MW
MO West MEEIA_Firm Capacity2034 | DSM Potential_Firm Capacity2034 | System | Generator | MO West MEEIA | DSM Potential | Firm Capacity | 1 | 2034-01-01 | 37.6099 | MW
0 | 0 | System | Generator | MO West MEEIA | DSM Potential | Firm Capacity | 1 | 2034-04-01 | 44.2167 | MW
0 | 0 | System | Generator | MO West MEEIA | DSM Potential | Firm Capacity | 1 | 2034-07-01 | 44.2167 | MW
0 | 0 | System | Generator | MO West MEEIA | DSM Potential | Firm Capacity | 1 | 2034-10-01 | 34.6118 | MW
MO West MEEIA_Firm Capacity2035 | DSM Potential_Firm Capacity2035 | System | Generator | MO West MEEIA | DSM Potential | Firm Capacity | 1 | 2035-01-01 | 34.6118 | MW
0 | 0 | System | Generator | MO West MEEIA | DSM Potential | Firm Capacity | 1 | 2035-04-01 | 43.8511 | MW
0 | 0 | System | Generator | MO West MEEIA | DSM Potential | Firm Capacity | 1 | 2035-07-01 | 43.8511 | MW
0 | 0 | System | Generator | MO West MEEIA | DSM Potential | Firm Capacity | 1 | 2035-10-01 | 34.296 | MW
MO West MEEIA_Firm Capacity2036 | DSM Potential_Firm Capacity2036 | System | Generator | MO West MEEIA | DSM Potential | Firm Capacity | 1 | 2036-01-01 | 34.296 | MW
0 | 0 | System | Generator | MO West MEEIA | DSM Potential | Firm Capacity | 1 | 2036-04-01 | 43.0561 | MW
0 | 0 | System | Generator | MO West MEEIA | DSM Potential | Firm Capacity | 1 | 2036-07-01 | 43.0561 | MW
0 | 0 | System | Generator | MO West MEEIA | DSM Potential | Firm Capacity | 1 | 2036-10-01 | 33.6989 | MW
MO West MEEIA_Firm Capacity2037 | DSM Potential_Firm Capacity2037 | System | Generator | MO West MEEIA | DSM Potential | Firm Capacity | 1 | 2037-01-01 | 33.6989 | MW
0 | 0 | System | Generator | MO West MEEIA | DSM Potential | Firm Capacity | 1 | 2037-04-01 | 40.8355 | MW
0 | 0 | System | Generator | MO West MEEIA | DSM Potential | Firm Capacity | 1 | 2037-07-01 | 40.8355 | MW
0 | 0 | System | Generator | MO West MEEIA | DSM Potential | Firm Capacity | 1 | 2037-10-01 | 31.9402 | MW
MO West MEEIA_Firm Capacity2038 | DSM Potential_Firm Capacity2038 | System | Generator | MO West MEEIA | DSM Potential | Firm Capacity | 1 | 2038-01-01 | 31.9402 | MW
0 | 0 | System | Generator | MO West MEEIA | DSM Potential | Firm Capacity | 1 | 2038-04-01 | 38.1048 | MW
0 | 0 | System | Generator | MO West MEEIA | DSM Potential | Firm Capacity | 1 | 2038-07-01 | 38.1048 | MW
0 | 0 | System | Generator | MO West MEEIA | DSM Potential | Firm Capacity | 1 | 2038-10-01 | 29.7875 | MW
MO West MEEIA_Firm Capacity2039 | DSM Potential_Firm Capacity2039 | System | Generator | MO West MEEIA | DSM Potential | Firm Capacity | 1 | 2039-01-01 | 29.7875 | MW
0 | 0 | System | Generator | MO West MEEIA | DSM Potential | Firm Capacity | 1 | 2039-04-01 | 35.2658 | MW
0 | 0 | System | Generator | MO West MEEIA | DSM Potential | Firm Capacity | 1 | 2039-07-01 | 35.2658 | MW
0 | 0 | System | Generator | MO West MEEIA | DSM Potential | Firm Capacity | 1 | 2039-10-01 | 27.5608 | MW
MO West MEEIA_Firm Capacity2040 | DSM Potential_Firm Capacity2040 | System | Generator | MO West MEEIA | DSM Potential | Firm Capacity | 1 | 2040-01-01 | 27.5608 | MW
0 | 0 | System | Generator | MO West MEEIA | DSM Potential | Firm Capacity | 1 | 2040-04-01 | 27.3277 | MW
0 | 0 | System | Generator | MO West MEEIA | DSM Potential | Firm Capacity | 1 | 2040-07-01 | 27.3277 | MW
0 | 0 | System | Generator | MO West MEEIA | DSM Potential | Firm Capacity | 1 | 2040-10-01 | 21.4785 | MW
MO West MEEIA_Firm Capacity2041 | DSM Potential_Firm Capacity2041 | System | Generator | MO West MEEIA | DSM Potential | Firm Capacity | 1 | 2041-01-01 | 21.4785 | MW
0 | 0 | System | Generator | MO West MEEIA | DSM Potential | Firm Capacity | 1 | 2041-04-01 | 19.9847 | MW
0 | 0 | System | Generator | MO West MEEIA | DSM Potential | Firm Capacity | 1 | 2041-07-01 | 19.9847 | MW
0 | 0 | System | Generator | MO West MEEIA | DSM Potential | Firm Capacity | 1 | 2041-10-01 | 15.7853 | MW
MO West MEEIA_Firm Capacity2042 | DSM Potential_Firm Capacity2042 | System | Generator | MO West MEEIA | DSM Potential | Firm Capacity | 1 | 2042-01-01 | 15.7853 | MW
0 | 0 | System | Generator | MO West MEEIA | DSM Potential | Firm Capacity | 1 | 2042-04-01 | 12.5505 | MW
0 | 0 | System | Generator | MO West MEEIA | DSM Potential | Firm Capacity | 1 | 2042-07-01 | 12.5505 | MW
0 | 0 | System | Generator | MO West MEEIA | DSM Potential | Firm Capacity | 1 | 2042-10-01 | 9.8883 | MW
MO West MEEIA_Firm Capacity2043 | DSM Potential_Firm Capacity2043 | System | Generator | MO West MEEIA | DSM Potential | Firm Capacity | 1 | 2043-01-01 | 9.8883 | MW
0 | 0 | System | Generator | MO West MEEIA | DSM Potential | Firm Capacity | 1 | 2043-04-01 | 4.1013 | MW
0 | 0 | System | Generator | MO West MEEIA | DSM Potential | Firm Capacity | 1 | 2043-07-01 | 4.1013 | MW
0 | 0 | System | Generator | MO West MEEIA | DSM Potential | Firm Capacity | 1 | 2043-10-01 | 3.2424 | MW
MO West MEEIA DRDSR_Firm Capacity2024 | DSM Potential_Firm Capacity2024 | System | Generator | MO West MEEIA DRDSR | DSM Potential | Firm Capacity | 1 | 2024-01-01 | 0 | MW
0 | 0 | System | Generator | MO West MEEIA DRDSR | DSM Potential | Firm Capacity | 1 | 2024-04-01 | 0 | MW
0 | 0 | System | Generator | MO West MEEIA DRDSR | DSM Potential | Firm Capacity | 1 | 2024-07-01 | 0 | MW
0 | 0 | System | Generator | MO West MEEIA DRDSR | DSM Potential | Firm Capacity | 1 | 2024-10-01 | 0 | MW
MO West MEEIA DRDSR_Firm Capacity2025 | DSM Potential_Firm Capacity2025 | System | Generator | MO West MEEIA DRDSR | DSM Potential | Firm Capacity | 1 | 2025-01-01 | 0 | MW
0 | 0 | System | Generator | MO West MEEIA DRDSR | DSM Potential | Firm Capacity | 1 | 2025-04-01 | 69 | MW
0 | 0 | System | Generator | MO West MEEIA DRDSR | DSM Potential | Firm Capacity | 1 | 2025-07-01 | 69 | MW
0 | 0 | System | Generator | MO West MEEIA DRDSR | DSM Potential | Firm Capacity | 1 | 2025-10-01 | 48.5102 | MW
MO West MEEIA DRDSR_Firm Capacity2026 | DSM Potential_Firm Capacity2026 | System | Generator | MO West MEEIA DRDSR | DSM Potential | Firm Capacity | 1 | 2026-01-01 | 48.5102 | MW
0 | 0 | System | Generator | MO West MEEIA DRDSR | DSM Potential | Firm Capacity | 1 | 2026-04-01 | 144.0281 | MW
0 | 0 | System | Generator | MO West MEEIA DRDSR | DSM Potential | Firm Capacity | 1 | 2026-07-01 | 144.0281 | MW
0 | 0 | System | Generator | MO West MEEIA DRDSR | DSM Potential | Firm Capacity | 1 | 2026-10-01 | 96.6582 | MW
MO West MEEIA DRDSR_Firm Capacity2027 | DSM Potential_Firm Capacity2027 | System | Generator | MO West MEEIA DRDSR | DSM Potential | Firm Capacity | 1 | 2027-01-01 | 96.6582 | MW
0 | 0 | System | Generator | MO West MEEIA DRDSR | DSM Potential | Firm Capacity | 1 | 2027-04-01 | 159.637 | MW
0 | 0 | System | Generator | MO West MEEIA DRDSR | DSM Potential | Firm Capacity | 1 | 2027-07-01 | 159.637 | MW
0 | 0 | System | Generator | MO West MEEIA DRDSR | DSM Potential | Firm Capacity | 1 | 2027-10-01 | 112.8102 | MW
MO West MEEIA DRDSR_Firm Capacity2028 | DSM Potential_Firm Capacity2028 | System | Generator | MO West MEEIA DRDSR | DSM Potential | Firm Capacity | 1 | 2028-01-01 | 112.8102 | MW
0 | 0 | System | Generator | MO West MEEIA DRDSR | DSM Potential | Firm Capacity | 1 | 2028-04-01 | 161.0388 | MW
0 | 0 | System | Generator | MO West MEEIA DRDSR | DSM Potential | Firm Capacity | 1 | 2028-07-01 | 161.0388 | MW
0 | 0 | System | Generator | MO West MEEIA DRDSR | DSM Potential | Firm Capacity | 1 | 2028-10-01 | 113.6812 | MW
MO West MEEIA DRDSR_Firm Capacity2029 | DSM Potential_Firm Capacity2029 | System | Generator | MO West MEEIA DRDSR | DSM Potential | Firm Capacity | 1 | 2029-01-01 | 113.6812 | MW
0 | 0 | System | Generator | MO West MEEIA DRDSR | DSM Potential | Firm Capacity | 1 | 2029-04-01 | 0 | MW
0 | 0 | System | Generator | MO West MEEIA DRDSR | DSM Potential | Firm Capacity | 1 | 2029-07-01 | 0 | MW
0 | 0 | System | Generator | MO West MEEIA DRDSR | DSM Potential | Firm Capacity | 1 | 2029-10-01 | 0 | MW
MO West MEEIA DRDSR_Firm Capacity2030 | DSM Potential_Firm Capacity2030 | System | Generator | MO West MEEIA DRDSR | DSM Potential | Firm Capacity | 1 | 2030-01-01 | 0 | MW
0 | 0 | System | Generator | MO West MEEIA DRDSR | DSM Potential | Firm Capacity | 1 | 2030-04-01 | 0 | MW
0 | 0 | System | Generator | MO West MEEIA DRDSR | DSM Potential | Firm Capacity | 1 | 2030-07-01 | 0 | MW
0 | 0 | System | Generator | MO West MEEIA DRDSR | DSM Potential | Firm Capacity | 1 | 2030-10-01 | 0 | MW
MO West MEEIA DRDSR_Firm Capacity2031 | DSM Potential_Firm Capacity2031 | System | Generator | MO West MEEIA DRDSR | DSM Potential | Firm Capacity | 1 | 2031-01-01 | 0 | MW
0 | 0 | System | Generator | MO West MEEIA DRDSR | DSM Potential | Firm Capacity | 1 | 2031-04-01 | 0 | MW
0 | 0 | System | Generator | MO West MEEIA DRDSR | DSM Potential | Firm Capacity | 1 | 2031-07-01 | 0 | MW
0 | 0 | System | Generator | MO West MEEIA DRDSR | DSM Potential | Firm Capacity | 1 | 2031-10-01 | 0 | MW
MO West MEEIA DRDSR_Firm Capacity2032 | DSM Potential_Firm Capacity2032 | System | Generator | MO West MEEIA DRDSR | DSM Potential | Firm Capacity | 1 | 2032-01-01 | 0 | MW
0 | 0 | System | Generator | MO West MEEIA DRDSR | DSM Potential | Firm Capacity | 1 | 2032-04-01 | 0 | MW
0 | 0 | System | Generator | MO West MEEIA DRDSR | DSM Potential | Firm Capacity | 1 | 2032-07-01 | 0 | MW
0 | 0 | System | Generator | MO West MEEIA DRDSR | DSM Potential | Firm Capacity | 1 | 2032-10-01 | 0 | MW
MO West MEEIA DRDSR_Firm Capacity2033 | DSM Potential_Firm Capacity2033 | System | Generator | MO West MEEIA DRDSR | DSM Potential | Firm Capacity | 1 | 2033-01-01 | 0 | MW
0 | 0 | System | Generator | MO West MEEIA DRDSR | DSM Potential | Firm Capacity | 1 | 2033-04-01 | 0 | MW
0 | 0 | System | Generator | MO West MEEIA DRDSR | DSM Potential | Firm Capacity | 1 | 2033-07-01 | 0 | MW
0 | 0 | System | Generator | MO West MEEIA DRDSR | DSM Potential | Firm Capacity | 1 | 2033-10-01 | 0 | MW
MO West MEEIA DRDSR_Firm Capacity2034 | DSM Potential_Firm Capacity2034 | System | Generator | MO West MEEIA DRDSR | DSM Potential | Firm Capacity | 1 | 2034-01-01 | 0 | MW
0 | 0 | System | Generator | MO West MEEIA DRDSR | DSM Potential | Firm Capacity | 1 | 2034-04-01 | 0 | MW
0 | 0 | System | Generator | MO West MEEIA DRDSR | DSM Potential | Firm Capacity | 1 | 2034-07-01 | 0 | MW
0 | 0 | System | Generator | MO West MEEIA DRDSR | DSM Potential | Firm Capacity | 1 | 2034-10-01 | 0 | MW
MO West MEEIA DRDSR_Firm Capacity2035 | DSM Potential_Firm Capacity2035 | System | Generator | MO West MEEIA DRDSR | DSM Potential | Firm Capacity | 1 | 2035-01-01 | 0 | MW
0 | 0 | System | Generator | MO West MEEIA DRDSR | DSM Potential | Firm Capacity | 1 | 2035-04-01 | 0 | MW
0 | 0 | System | Generator | MO West MEEIA DRDSR | DSM Potential | Firm Capacity | 1 | 2035-07-01 | 0 | MW
0 | 0 | System | Generator | MO West MEEIA DRDSR | DSM Potential | Firm Capacity | 1 | 2035-10-01 | 0 | MW
MO West MEEIA DRDSR_Firm Capacity2036 | DSM Potential_Firm Capacity2036 | System | Generator | MO West MEEIA DRDSR | DSM Potential | Firm Capacity | 1 | 2036-01-01 | 0 | MW
0 | 0 | System | Generator | MO West MEEIA DRDSR | DSM Potential | Firm Capacity | 1 | 2036-04-01 | 0 | MW
0 | 0 | System | Generator | MO West MEEIA DRDSR | DSM Potential | Firm Capacity | 1 | 2036-07-01 | 0 | MW
0 | 0 | System | Generator | MO West MEEIA DRDSR | DSM Potential | Firm Capacity | 1 | 2036-10-01 | 0 | MW
MO West MEEIA DRDSR_Firm Capacity2037 | DSM Potential_Firm Capacity2037 | System | Generator | MO West MEEIA DRDSR | DSM Potential | Firm Capacity | 1 | 2037-01-01 | 0 | MW
0 | 0 | System | Generator | MO West MEEIA DRDSR | DSM Potential | Firm Capacity | 1 | 2037-04-01 | 0 | MW
0 | 0 | System | Generator | MO West MEEIA DRDSR | DSM Potential | Firm Capacity | 1 | 2037-07-01 | 0 | MW
0 | 0 | System | Generator | MO West MEEIA DRDSR | DSM Potential | Firm Capacity | 1 | 2037-10-01 | 0 | MW
MO West MEEIA DRDSR_Firm Capacity2038 | DSM Potential_Firm Capacity2038 | System | Generator | MO West MEEIA DRDSR | DSM Potential | Firm Capacity | 1 | 2038-01-01 | 0 | MW
0 | 0 | System | Generator | MO West MEEIA DRDSR | DSM Potential | Firm Capacity | 1 | 2038-04-01 | 0 | MW
0 | 0 | System | Generator | MO West MEEIA DRDSR | DSM Potential | Firm Capacity | 1 | 2038-07-01 | 0 | MW
0 | 0 | System | Generator | MO West MEEIA DRDSR | DSM Potential | Firm Capacity | 1 | 2038-10-01 | 0 | MW
MO West MEEIA DRDSR_Firm Capacity2039 | DSM Potential_Firm Capacity2039 | System | Generator | MO West MEEIA DRDSR | DSM Potential | Firm Capacity | 1 | 2039-01-01 | 0 | MW
0 | 0 | System | Generator | MO West MEEIA DRDSR | DSM Potential | Firm Capacity | 1 | 2039-04-01 | 0 | MW
0 | 0 | System | Generator | MO West MEEIA DRDSR | DSM Potential | Firm Capacity | 1 | 2039-07-01 | 0 | MW
0 | 0 | System | Generator | MO West MEEIA DRDSR | DSM Potential | Firm Capacity | 1 | 2039-10-01 | 0 | MW
MO West MEEIA DRDSR_Firm Capacity2040 | DSM Potential_Firm Capacity2040 | System | Generator | MO West MEEIA DRDSR | DSM Potential | Firm Capacity | 1 | 2040-01-01 | 0 | MW
0 | 0 | System | Generator | MO West MEEIA DRDSR | DSM Potential | Firm Capacity | 1 | 2040-04-01 | 0 | MW
0 | 0 | System | Generator | MO West MEEIA DRDSR | DSM Potential | Firm Capacity | 1 | 2040-07-01 | 0 | MW
0 | 0 | System | Generator | MO West MEEIA DRDSR | DSM Potential | Firm Capacity | 1 | 2040-10-01 | 0 | MW
MO West MEEIA DRDSR_Firm Capacity2041 | DSM Potential_Firm Capacity2041 | System | Generator | MO West MEEIA DRDSR | DSM Potential | Firm Capacity | 1 | 2041-01-01 | 0 | MW
0 | 0 | System | Generator | MO West MEEIA DRDSR | DSM Potential | Firm Capacity | 1 | 2041-04-01 | 0 | MW
0 | 0 | System | Generator | MO West MEEIA DRDSR | DSM Potential | Firm Capacity | 1 | 2041-07-01 | 0 | MW
0 | 0 | System | Generator | MO West MEEIA DRDSR | DSM Potential | Firm Capacity | 1 | 2041-10-01 | 0 | MW
MO West MEEIA DRDSR_Firm Capacity2042 | DSM Potential_Firm Capacity2042 | System | Generator | MO West MEEIA DRDSR | DSM Potential | Firm Capacity | 1 | 2042-01-01 | 0 | MW
0 | 0 | System | Generator | MO West MEEIA DRDSR | DSM Potential | Firm Capacity | 1 | 2042-04-01 | 0 | MW
0 | 0 | System | Generator | MO West MEEIA DRDSR | DSM Potential | Firm Capacity | 1 | 2042-07-01 | 0 | MW
0 | 0 | System | Generator | MO West MEEIA DRDSR | DSM Potential | Firm Capacity | 1 | 2042-10-01 | 0 | MW
MO West MEEIA DRDSR_Firm Capacity2043 | DSM Potential_Firm Capacity2043 | System | Generator | MO West MEEIA DRDSR | DSM Potential | Firm Capacity | 1 | 2043-01-01 | 0 | MW
0 | 0 | System | Generator | MO West MEEIA DRDSR | DSM Potential | Firm Capacity | 1 | 2043-04-01 | 0 | MW
0 | 0 | System | Generator | MO West MEEIA DRDSR | DSM Potential | Firm Capacity | 1 | 2043-07-01 | 0 | MW
0 | 0 | System | Generator | MO West MEEIA DRDSR | DSM Potential | Firm Capacity | 1 | 2043-10-01 | 0 | MW
MO West Cap Buy_Firm Capacity2024 | Capacity Only_Firm Capacity2024 | System | Generator | MO West Cap Buy | Capacity Only | Firm Capacity | 1 | 2024-01-01 | 275 | MW
0 | 0 | System | Generator | MO West Cap Buy | Capacity Only | Firm Capacity | 1 | 2024-04-01 | 275 | MW
0 | 0 | System | Generator | MO West Cap Buy | Capacity Only | Firm Capacity | 1 | 2024-07-01 | 275 | MW
0 | 0 | System | Generator | MO West Cap Buy | Capacity Only | Firm Capacity | 1 | 2024-10-01 | 275 | MW
MO West Cap Buy_Firm Capacity2025 | Capacity Only_Firm Capacity2025 | System | Generator | MO West Cap Buy | Capacity Only | Firm Capacity | 1 | 2025-01-01 | 260 | MW
0 | 0 | System | Generator | MO West Cap Buy | Capacity Only | Firm Capacity | 1 | 2025-04-01 | 260 | MW
0 | 0 | System | Generator | MO West Cap Buy | Capacity Only | Firm Capacity | 1 | 2025-07-01 | 260 | MW
0 | 0 | System | Generator | MO West Cap Buy | Capacity Only | Firm Capacity | 1 | 2025-10-01 | 260 | MW
MO West Cap Buy_Firm Capacity2026 | Capacity Only_Firm Capacity2026 | System | Generator | MO West Cap Buy | Capacity Only | Firm Capacity | 1 | 2026-01-01 | 240 | MW
0 | 0 | System | Generator | MO West Cap Buy | Capacity Only | Firm Capacity | 1 | 2026-04-01 | 240 | MW
0 | 0 | System | Generator | MO West Cap Buy | Capacity Only | Firm Capacity | 1 | 2026-07-01 | 240 | MW
0 | 0 | System | Generator | MO West Cap Buy | Capacity Only | Firm Capacity | 1 | 2026-10-01 | 240 | MW
MO West Cap Buy_Firm Capacity2027 | Capacity Only_Firm Capacity2027 | System | Generator | MO West Cap Buy | Capacity Only | Firm Capacity | 1 | 2027-01-01 | 200 | MW
0 | 0 | System | Generator | MO West Cap Buy | Capacity Only | Firm Capacity | 1 | 2027-04-01 | 200 | MW
0 | 0 | System | Generator | MO West Cap Buy | Capacity Only | Firm Capacity | 1 | 2027-07-01 | 200 | MW
0 | 0 | System | Generator | MO West Cap Buy | Capacity Only | Firm Capacity | 1 | 2027-10-01 | 200 | MW
MO West Cap Buy_Firm Capacity2028 | Capacity Only_Firm Capacity2028 | System | Generator | MO West Cap Buy | Capacity Only | Firm Capacity | 1 | 2028-01-01 | 200 | MW
0 | 0 | System | Generator | MO West Cap Buy | Capacity Only | Firm Capacity | 1 | 2028-04-01 | 200 | MW
0 | 0 | System | Generator | MO West Cap Buy | Capacity Only | Firm Capacity | 1 | 2028-07-01 | 200 | MW
0 | 0 | System | Generator | MO West Cap Buy | Capacity Only | Firm Capacity | 1 | 2028-10-01 | 200 | MW
MO West Cap Buy_Firm Capacity2029 | Capacity Only_Firm Capacity2029 | System | Generator | MO West Cap Buy | Capacity Only | Firm Capacity | 1 | 2029-01-01 | 0 | MW
0 | 0 | System | Generator | MO West Cap Buy | Capacity Only | Firm Capacity | 1 | 2029-04-01 | 0 | MW
0 | 0 | System | Generator | MO West Cap Buy | Capacity Only | Firm Capacity | 1 | 2029-07-01 | 0 | MW
0 | 0 | System | Generator | MO West Cap Buy | Capacity Only | Firm Capacity | 1 | 2029-10-01 | 0 | MW
MO West Cap Buy_Firm Capacity2030 | Capacity Only_Firm Capacity2030 | System | Generator | MO West Cap Buy | Capacity Only | Firm Capacity | 1 | 2030-01-01 | 0 | MW
0 | 0 | System | Generator | MO West Cap Buy | Capacity Only | Firm Capacity | 1 | 2030-04-01 | 0 | MW
0 | 0 | System | Generator | MO West Cap Buy | Capacity Only | Firm Capacity | 1 | 2030-07-01 | 0 | MW
0 | 0 | System | Generator | MO West Cap Buy | Capacity Only | Firm Capacity | 1 | 2030-10-01 | 0 | MW
MO West Cap Buy_Firm Capacity2031 | Capacity Only_Firm Capacity2031 | System | Generator | MO West Cap Buy | Capacity Only | Firm Capacity | 1 | 2031-01-01 | 0 | MW
0 | 0 | System | Generator | MO West Cap Buy | Capacity Only | Firm Capacity | 1 | 2031-04-01 | 0 | MW
0 | 0 | System | Generator | MO West Cap Buy | Capacity Only | Firm Capacity | 1 | 2031-07-01 | 0 | MW
0 | 0 | System | Generator | MO West Cap Buy | Capacity Only | Firm Capacity | 1 | 2031-10-01 | 0 | MW
MO West Cap Buy_Firm Capacity2032 | Capacity Only_Firm Capacity2032 | System | Generator | MO West Cap Buy | Capacity Only | Firm Capacity | 1 | 2032-01-01 | 0 | MW
0 | 0 | System | Generator | MO West Cap Buy | Capacity Only | Firm Capacity | 1 | 2032-04-01 | 0 | MW
0 | 0 | System | Generator | MO West Cap Buy | Capacity Only | Firm Capacity | 1 | 2032-07-01 | 0 | MW
0 | 0 | System | Generator | MO West Cap Buy | Capacity Only | Firm Capacity | 1 | 2032-10-01 | 0 | MW
MO West Cap Buy_Firm Capacity2033 | Capacity Only_Firm Capacity2033 | System | Generator | MO West Cap Buy | Capacity Only | Firm Capacity | 1 | 2033-01-01 | 0 | MW
0 | 0 | System | Generator | MO West Cap Buy | Capacity Only | Firm Capacity | 1 | 2033-04-01 | 0 | MW
0 | 0 | System | Generator | MO West Cap Buy | Capacity Only | Firm Capacity | 1 | 2033-07-01 | 0 | MW
0 | 0 | System | Generator | MO West Cap Buy | Capacity Only | Firm Capacity | 1 | 2033-10-01 | 0 | MW
MO West Cap Buy_Firm Capacity2034 | Capacity Only_Firm Capacity2034 | System | Generator | MO West Cap Buy | Capacity Only | Firm Capacity | 1 | 2034-01-01 | 0 | MW
0 | 0 | System | Generator | MO West Cap Buy | Capacity Only | Firm Capacity | 1 | 2034-04-01 | 0 | MW
0 | 0 | System | Generator | MO West Cap Buy | Capacity Only | Firm Capacity | 1 | 2034-07-01 | 0 | MW
0 | 0 | System | Generator | MO West Cap Buy | Capacity Only | Firm Capacity | 1 | 2034-10-01 | 0 | MW
MO West Cap Buy_Firm Capacity2035 | Capacity Only_Firm Capacity2035 | System | Generator | MO West Cap Buy | Capacity Only | Firm Capacity | 1 | 2035-01-01 | 0 | MW
0 | 0 | System | Generator | MO West Cap Buy | Capacity Only | Firm Capacity | 1 | 2035-04-01 | 0 | MW
0 | 0 | System | Generator | MO West Cap Buy | Capacity Only | Firm Capacity | 1 | 2035-07-01 | 0 | MW
0 | 0 | System | Generator | MO West Cap Buy | Capacity Only | Firm Capacity | 1 | 2035-10-01 | 0 | MW
MO West Cap Buy_Firm Capacity2036 | Capacity Only_Firm Capacity2036 | System | Generator | MO West Cap Buy | Capacity Only | Firm Capacity | 1 | 2036-01-01 | 0 | MW
0 | 0 | System | Generator | MO West Cap Buy | Capacity Only | Firm Capacity | 1 | 2036-04-01 | 0 | MW
0 | 0 | System | Generator | MO West Cap Buy | Capacity Only | Firm Capacity | 1 | 2036-07-01 | 0 | MW
0 | 0 | System | Generator | MO West Cap Buy | Capacity Only | Firm Capacity | 1 | 2036-10-01 | 0 | MW
MO West Cap Buy_Firm Capacity2037 | Capacity Only_Firm Capacity2037 | System | Generator | MO West Cap Buy | Capacity Only | Firm Capacity | 1 | 2037-01-01 | 0 | MW
0 | 0 | System | Generator | MO West Cap Buy | Capacity Only | Firm Capacity | 1 | 2037-04-01 | 0 | MW
0 | 0 | System | Generator | MO West Cap Buy | Capacity Only | Firm Capacity | 1 | 2037-07-01 | 0 | MW
0 | 0 | System | Generator | MO West Cap Buy | Capacity Only | Firm Capacity | 1 | 2037-10-01 | 0 | MW
MO West Cap Buy_Firm Capacity2038 | Capacity Only_Firm Capacity2038 | System | Generator | MO West Cap Buy | Capacity Only | Firm Capacity | 1 | 2038-01-01 | 0 | MW
0 | 0 | System | Generator | MO West Cap Buy | Capacity Only | Firm Capacity | 1 | 2038-04-01 | 0 | MW
0 | 0 | System | Generator | MO West Cap Buy | Capacity Only | Firm Capacity | 1 | 2038-07-01 | 0 | MW
0 | 0 | System | Generator | MO West Cap Buy | Capacity Only | Firm Capacity | 1 | 2038-10-01 | 0 | MW
MO West Cap Buy_Firm Capacity2039 | Capacity Only_Firm Capacity2039 | System | Generator | MO West Cap Buy | Capacity Only | Firm Capacity | 1 | 2039-01-01 | 0 | MW
0 | 0 | System | Generator | MO West Cap Buy | Capacity Only | Firm Capacity | 1 | 2039-04-01 | 0 | MW
0 | 0 | System | Generator | MO West Cap Buy | Capacity Only | Firm Capacity | 1 | 2039-07-01 | 0 | MW
0 | 0 | System | Generator | MO West Cap Buy | Capacity Only | Firm Capacity | 1 | 2039-10-01 | 0 | MW
MO West Cap Buy_Firm Capacity2040 | Capacity Only_Firm Capacity2040 | System | Generator | MO West Cap Buy | Capacity Only | Firm Capacity | 1 | 2040-01-01 | 0 | MW
0 | 0 | System | Generator | MO West Cap Buy | Capacity Only | Firm Capacity | 1 | 2040-04-01 | 0 | MW
0 | 0 | System | Generator | MO West Cap Buy | Capacity Only | Firm Capacity | 1 | 2040-07-01 | 0 | MW
0 | 0 | System | Generator | MO West Cap Buy | Capacity Only | Firm Capacity | 1 | 2040-10-01 | 0 | MW
MO West Cap Buy_Firm Capacity2041 | Capacity Only_Firm Capacity2041 | System | Generator | MO West Cap Buy | Capacity Only | Firm Capacity | 1 | 2041-01-01 | 0 | MW
0 | 0 | System | Generator | MO West Cap Buy | Capacity Only | Firm Capacity | 1 | 2041-04-01 | 0 | MW
0 | 0 | System | Generator | MO West Cap Buy | Capacity Only | Firm Capacity | 1 | 2041-07-01 | 0 | MW
0 | 0 | System | Generator | MO West Cap Buy | Capacity Only | Firm Capacity | 1 | 2041-10-01 | 0 | MW
MO West Cap Buy_Firm Capacity2042 | Capacity Only_Firm Capacity2042 | System | Generator | MO West Cap Buy | Capacity Only | Firm Capacity | 1 | 2042-01-01 | 0 | MW
0 | 0 | System | Generator | MO West Cap Buy | Capacity Only | Firm Capacity | 1 | 2042-04-01 | 0 | MW
0 | 0 | System | Generator | MO West Cap Buy | Capacity Only | Firm Capacity | 1 | 2042-07-01 | 0 | MW
0 | 0 | System | Generator | MO West Cap Buy | Capacity Only | Firm Capacity | 1 | 2042-10-01 | 0 | MW
MO West Cap Buy_Firm Capacity2043 | Capacity Only_Firm Capacity2043 | System | Generator | MO West Cap Buy | Capacity Only | Firm Capacity | 1 | 2043-01-01 | 0 | MW
0 | 0 | System | Generator | MO West Cap Buy | Capacity Only | Firm Capacity | 1 | 2043-04-01 | 0 | MW
0 | 0 | System | Generator | MO West Cap Buy | Capacity Only | Firm Capacity | 1 | 2043-07-01 | 0 | MW
0 | 0 | System | Generator | MO West Cap Buy | Capacity Only | Firm Capacity | 1 | 2043-10-01 | 0 | MW
MO West Cap Sale_Firm Capacity2024 | Capacity Only_Firm Capacity2024 | System | Generator | MO West Cap Sale | Capacity Only | Firm Capacity | 1 | 2024-01-01 | -5 | MW
0 | 0 | System | Generator | MO West Cap Sale | Capacity Only | Firm Capacity | 1 | 2024-04-01 | -5 | MW
0 | 0 | System | Generator | MO West Cap Sale | Capacity Only | Firm Capacity | 1 | 2024-07-01 | -5 | MW
0 | 0 | System | Generator | MO West Cap Sale | Capacity Only | Firm Capacity | 1 | 2024-10-01 | -5 | MW
MO West Cap Sale_Firm Capacity2025 | Capacity Only_Firm Capacity2025 | System | Generator | MO West Cap Sale | Capacity Only | Firm Capacity | 1 | 2025-01-01 | 0 | MW
0 | 0 | System | Generator | MO West Cap Sale | Capacity Only | Firm Capacity | 1 | 2025-04-01 | 0 | MW
0 | 0 | System | Generator | MO West Cap Sale | Capacity Only | Firm Capacity | 1 | 2025-07-01 | 0 | MW
0 | 0 | System | Generator | MO West Cap Sale | Capacity Only | Firm Capacity | 1 | 2025-10-01 | 0 | MW
MO West Cap Sale_Firm Capacity2026 | Capacity Only_Firm Capacity2026 | System | Generator | MO West Cap Sale | Capacity Only | Firm Capacity | 1 | 2026-01-01 | 0 | MW
0 | 0 | System | Generator | MO West Cap Sale | Capacity Only | Firm Capacity | 1 | 2026-04-01 | 0 | MW
0 | 0 | System | Generator | MO West Cap Sale | Capacity Only | Firm Capacity | 1 | 2026-07-01 | 0 | MW
0 | 0 | System | Generator | MO West Cap Sale | Capacity Only | Firm Capacity | 1 | 2026-10-01 | 0 | MW
MO West Cap Sale_Firm Capacity2027 | Capacity Only_Firm Capacity2027 | System | Generator | MO West Cap Sale | Capacity Only | Firm Capacity | 1 | 2027-01-01 | 0 | MW
0 | 0 | System | Generator | MO West Cap Sale | Capacity Only | Firm Capacity | 1 | 2027-04-01 | 0 | MW
0 | 0 | System | Generator | MO West Cap Sale | Capacity Only | Firm Capacity | 1 | 2027-07-01 | 0 | MW
0 | 0 | System | Generator | MO West Cap Sale | Capacity Only | Firm Capacity | 1 | 2027-10-01 | 0 | MW
MO West Cap Sale_Firm Capacity2028 | Capacity Only_Firm Capacity2028 | System | Generator | MO West Cap Sale | Capacity Only | Firm Capacity | 1 | 2028-01-01 | 0 | MW
0 | 0 | System | Generator | MO West Cap Sale | Capacity Only | Firm Capacity | 1 | 2028-04-01 | 0 | MW
0 | 0 | System | Generator | MO West Cap Sale | Capacity Only | Firm Capacity | 1 | 2028-07-01 | 0 | MW
0 | 0 | System | Generator | MO West Cap Sale | Capacity Only | Firm Capacity | 1 | 2028-10-01 | 0 | MW
MO West Cap Sale_Firm Capacity2029 | Capacity Only_Firm Capacity2029 | System | Generator | MO West Cap Sale | Capacity Only | Firm Capacity | 1 | 2029-01-01 | 0 | MW
0 | 0 | System | Generator | MO West Cap Sale | Capacity Only | Firm Capacity | 1 | 2029-04-01 | 0 | MW
0 | 0 | System | Generator | MO West Cap Sale | Capacity Only | Firm Capacity | 1 | 2029-07-01 | 0 | MW
0 | 0 | System | Generator | MO West Cap Sale | Capacity Only | Firm Capacity | 1 | 2029-10-01 | 0 | MW
MO West Cap Sale_Firm Capacity2030 | Capacity Only_Firm Capacity2030 | System | Generator | MO West Cap Sale | Capacity Only | Firm Capacity | 1 | 2030-01-01 | 0 | MW
0 | 0 | System | Generator | MO West Cap Sale | Capacity Only | Firm Capacity | 1 | 2030-04-01 | 0 | MW
0 | 0 | System | Generator | MO West Cap Sale | Capacity Only | Firm Capacity | 1 | 2030-07-01 | 0 | MW
0 | 0 | System | Generator | MO West Cap Sale | Capacity Only | Firm Capacity | 1 | 2030-10-01 | 0 | MW
MO West Cap Sale_Firm Capacity2031 | Capacity Only_Firm Capacity2031 | System | Generator | MO West Cap Sale | Capacity Only | Firm Capacity | 1 | 2031-01-01 | 0 | MW
0 | 0 | System | Generator | MO West Cap Sale | Capacity Only | Firm Capacity | 1 | 2031-04-01 | 0 | MW
0 | 0 | System | Generator | MO West Cap Sale | Capacity Only | Firm Capacity | 1 | 2031-07-01 | 0 | MW
0 | 0 | System | Generator | MO West Cap Sale | Capacity Only | Firm Capacity | 1 | 2031-10-01 | 0 | MW
MO West Cap Sale_Firm Capacity2032 | Capacity Only_Firm Capacity2032 | System | Generator | MO West Cap Sale | Capacity Only | Firm Capacity | 1 | 2032-01-01 | 0 | MW
0 | 0 | System | Generator | MO West Cap Sale | Capacity Only | Firm Capacity | 1 | 2032-04-01 | 0 | MW
0 | 0 | System | Generator | MO West Cap Sale | Capacity Only | Firm Capacity | 1 | 2032-07-01 | 0 | MW
0 | 0 | System | Generator | MO West Cap Sale | Capacity Only | Firm Capacity | 1 | 2032-10-01 | 0 | MW
MO West Cap Sale_Firm Capacity2033 | Capacity Only_Firm Capacity2033 | System | Generator | MO West Cap Sale | Capacity Only | Firm Capacity | 1 | 2033-01-01 | 0 | MW
0 | 0 | System | Generator | MO West Cap Sale | Capacity Only | Firm Capacity | 1 | 2033-04-01 | 0 | MW
0 | 0 | System | Generator | MO West Cap Sale | Capacity Only | Firm Capacity | 1 | 2033-07-01 | 0 | MW
0 | 0 | System | Generator | MO West Cap Sale | Capacity Only | Firm Capacity | 1 | 2033-10-01 | 0 | MW
MO West Cap Sale_Firm Capacity2034 | Capacity Only_Firm Capacity2034 | System | Generator | MO West Cap Sale | Capacity Only | Firm Capacity | 1 | 2034-01-01 | 0 | MW
0 | 0 | System | Generator | MO West Cap Sale | Capacity Only | Firm Capacity | 1 | 2034-04-01 | 0 | MW
0 | 0 | System | Generator | MO West Cap Sale | Capacity Only | Firm Capacity | 1 | 2034-07-01 | 0 | MW
0 | 0 | System | Generator | MO West Cap Sale | Capacity Only | Firm Capacity | 1 | 2034-10-01 | 0 | MW
MO West Cap Sale_Firm Capacity2035 | Capacity Only_Firm Capacity2035 | System | Generator | MO West Cap Sale | Capacity Only | Firm Capacity | 1 | 2035-01-01 | 0 | MW
0 | 0 | System | Generator | MO West Cap Sale | Capacity Only | Firm Capacity | 1 | 2035-04-01 | 0 | MW
0 | 0 | System | Generator | MO West Cap Sale | Capacity Only | Firm Capacity | 1 | 2035-07-01 | 0 | MW
0 | 0 | System | Generator | MO West Cap Sale | Capacity Only | Firm Capacity | 1 | 2035-10-01 | 0 | MW
MO West Cap Sale_Firm Capacity2036 | Capacity Only_Firm Capacity2036 | System | Generator | MO West Cap Sale | Capacity Only | Firm Capacity | 1 | 2036-01-01 | 0 | MW
0 | 0 | System | Generator | MO West Cap Sale | Capacity Only | Firm Capacity | 1 | 2036-04-01 | 0 | MW
0 | 0 | System | Generator | MO West Cap Sale | Capacity Only | Firm Capacity | 1 | 2036-07-01 | 0 | MW
0 | 0 | System | Generator | MO West Cap Sale | Capacity Only | Firm Capacity | 1 | 2036-10-01 | 0 | MW
MO West Cap Sale_Firm Capacity2037 | Capacity Only_Firm Capacity2037 | System | Generator | MO West Cap Sale | Capacity Only | Firm Capacity | 1 | 2037-01-01 | 0 | MW
0 | 0 | System | Generator | MO West Cap Sale | Capacity Only | Firm Capacity | 1 | 2037-04-01 | 0 | MW
0 | 0 | System | Generator | MO West Cap Sale | Capacity Only | Firm Capacity | 1 | 2037-07-01 | 0 | MW
0 | 0 | System | Generator | MO West Cap Sale | Capacity Only | Firm Capacity | 1 | 2037-10-01 | 0 | MW
MO West Cap Sale_Firm Capacity2038 | Capacity Only_Firm Capacity2038 | System | Generator | MO West Cap Sale | Capacity Only | Firm Capacity | 1 | 2038-01-01 | 0 | MW
0 | 0 | System | Generator | MO West Cap Sale | Capacity Only | Firm Capacity | 1 | 2038-04-01 | 0 | MW
0 | 0 | System | Generator | MO West Cap Sale | Capacity Only | Firm Capacity | 1 | 2038-07-01 | 0 | MW
0 | 0 | System | Generator | MO West Cap Sale | Capacity Only | Firm Capacity | 1 | 2038-10-01 | 0 | MW
MO West Cap Sale_Firm Capacity2039 | Capacity Only_Firm Capacity2039 | System | Generator | MO West Cap Sale | Capacity Only | Firm Capacity | 1 | 2039-01-01 | 0 | MW
0 | 0 | System | Generator | MO West Cap Sale | Capacity Only | Firm Capacity | 1 | 2039-04-01 | 0 | MW
0 | 0 | System | Generator | MO West Cap Sale | Capacity Only | Firm Capacity | 1 | 2039-07-01 | 0 | MW
0 | 0 | System | Generator | MO West Cap Sale | Capacity Only | Firm Capacity | 1 | 2039-10-01 | 0 | MW
MO West Cap Sale_Firm Capacity2040 | Capacity Only_Firm Capacity2040 | System | Generator | MO West Cap Sale | Capacity Only | Firm Capacity | 1 | 2040-01-01 | 0 | MW
0 | 0 | System | Generator | MO West Cap Sale | Capacity Only | Firm Capacity | 1 | 2040-04-01 | 0 | MW
0 | 0 | System | Generator | MO West Cap Sale | Capacity Only | Firm Capacity | 1 | 2040-07-01 | 0 | MW
0 | 0 | System | Generator | MO West Cap Sale | Capacity Only | Firm Capacity | 1 | 2040-10-01 | 0 | MW
MO West Cap Sale_Firm Capacity2041 | Capacity Only_Firm Capacity2041 | System | Generator | MO West Cap Sale | Capacity Only | Firm Capacity | 1 | 2041-01-01 | 0 | MW
0 | 0 | System | Generator | MO West Cap Sale | Capacity Only | Firm Capacity | 1 | 2041-04-01 | 0 | MW
0 | 0 | System | Generator | MO West Cap Sale | Capacity Only | Firm Capacity | 1 | 2041-07-01 | 0 | MW
0 | 0 | System | Generator | MO West Cap Sale | Capacity Only | Firm Capacity | 1 | 2041-10-01 | 0 | MW
MO West Cap Sale_Firm Capacity2042 | Capacity Only_Firm Capacity2042 | System | Generator | MO West Cap Sale | Capacity Only | Firm Capacity | 1 | 2042-01-01 | 0 | MW
0 | 0 | System | Generator | MO West Cap Sale | Capacity Only | Firm Capacity | 1 | 2042-04-01 | 0 | MW
0 | 0 | System | Generator | MO West Cap Sale | Capacity Only | Firm Capacity | 1 | 2042-07-01 | 0 | MW
0 | 0 | System | Generator | MO West Cap Sale | Capacity Only | Firm Capacity | 1 | 2042-10-01 | 0 | MW
MO West Cap Sale_Firm Capacity2043 | Capacity Only_Firm Capacity2043 | System | Generator | MO West Cap Sale | Capacity Only | Firm Capacity | 1 | 2043-01-01 | 0 | MW
0 | 0 | System | Generator | MO West Cap Sale | Capacity Only | Firm Capacity | 1 | 2043-04-01 | 0 | MW
0 | 0 | System | Generator | MO West Cap Sale | Capacity Only | Firm Capacity | 1 | 2043-07-01 | 0 | MW
0 | 0 | System | Generator | MO West Cap Sale | Capacity Only | Firm Capacity | 1 | 2043-10-01 | 0 | MW
Build Wind 2026_Firm Capacity2024 | Build Wind_Firm Capacity2024 | System | Generator | Build Wind 2026 | Build Wind | Firm Capacity | 1 | 2024-01-01 | 0 | MW
0 | 0 | System | Generator | Build Wind 2026 | Build Wind | Firm Capacity | 1 | 2024-04-01 | 0 | MW
0 | 0 | System | Generator | Build Wind 2026 | Build Wind | Firm Capacity | 1 | 2024-07-01 | 0 | MW
0 | 0 | System | Generator | Build Wind 2026 | Build Wind | Firm Capacity | 1 | 2024-10-01 | 0 | MW
Build Wind 2026_Firm Capacity2025 | Build Wind_Firm Capacity2025 | System | Generator | Build Wind 2026 | Build Wind | Firm Capacity | 1 | 2025-01-01 | 0 | MW
0 | 0 | System | Generator | Build Wind 2026 | Build Wind | Firm Capacity | 1 | 2025-04-01 | 0 | MW
0 | 0 | System | Generator | Build Wind 2026 | Build Wind | Firm Capacity | 1 | 2025-07-01 | 0 | MW
0 | 0 | System | Generator | Build Wind 2026 | Build Wind | Firm Capacity | 1 | 2025-10-01 | 0 | MW
Build Wind 2026_Firm Capacity2026 | Build Wind_Firm Capacity2026 | System | Generator | Build Wind 2026 | Build Wind | Firm Capacity | 1 | 2026-01-01 | 0 | MW
0 | 0 | System | Generator | Build Wind 2026 | Build Wind | Firm Capacity | 1 | 2026-04-01 | 0 | MW
0 | 0 | System | Generator | Build Wind 2026 | Build Wind | Firm Capacity | 1 | 2026-07-01 | 0 | MW
0 | 0 | System | Generator | Build Wind 2026 | Build Wind | Firm Capacity | 1 | 2026-10-01 | 0 | MW
Build Wind 2026_Firm Capacity2027 | Build Wind_Firm Capacity2027 | System | Generator | Build Wind 2026 | Build Wind | Firm Capacity | 1 | 2027-01-01 | 0 | MW
0 | 0 | System | Generator | Build Wind 2026 | Build Wind | Firm Capacity | 1 | 2027-04-01 | 0 | MW
0 | 0 | System | Generator | Build Wind 2026 | Build Wind | Firm Capacity | 1 | 2027-07-01 | 0 | MW
0 | 0 | System | Generator | Build Wind 2026 | Build Wind | Firm Capacity | 1 | 2027-10-01 | 0 | MW
Build Wind 2026_Firm Capacity2028 | Build Wind_Firm Capacity2028 | System | Generator | Build Wind 2026 | Build Wind | Firm Capacity | 1 | 2028-01-01 | 0 | MW
0 | 0 | System | Generator | Build Wind 2026 | Build Wind | Firm Capacity | 1 | 2028-04-01 | 0 | MW
0 | 0 | System | Generator | Build Wind 2026 | Build Wind | Firm Capacity | 1 | 2028-07-01 | 0 | MW
0 | 0 | System | Generator | Build Wind 2026 | Build Wind | Firm Capacity | 1 | 2028-10-01 | 0 | MW
Build Wind 2026_Firm Capacity2029 | Build Wind_Firm Capacity2029 | System | Generator | Build Wind 2026 | Build Wind | Firm Capacity | 1 | 2029-01-01 | 0 | MW
0 | 0 | System | Generator | Build Wind 2026 | Build Wind | Firm Capacity | 1 | 2029-04-01 | 0 | MW
0 | 0 | System | Generator | Build Wind 2026 | Build Wind | Firm Capacity | 1 | 2029-07-01 | 0 | MW
0 | 0 | System | Generator | Build Wind 2026 | Build Wind | Firm Capacity | 1 | 2029-10-01 | 0 | MW
Build Wind 2026_Firm Capacity2030 | Build Wind_Firm Capacity2030 | System | Generator | Build Wind 2026 | Build Wind | Firm Capacity | 1 | 2030-01-01 | 0 | MW
0 | 0 | System | Generator | Build Wind 2026 | Build Wind | Firm Capacity | 1 | 2030-04-01 | 0 | MW
0 | 0 | System | Generator | Build Wind 2026 | Build Wind | Firm Capacity | 1 | 2030-07-01 | 0 | MW
0 | 0 | System | Generator | Build Wind 2026 | Build Wind | Firm Capacity | 1 | 2030-10-01 | 0 | MW
Build Wind 2026_Firm Capacity2031 | Build Wind_Firm Capacity2031 | System | Generator | Build Wind 2026 | Build Wind | Firm Capacity | 1 | 2031-01-01 | 0 | MW
0 | 0 | System | Generator | Build Wind 2026 | Build Wind | Firm Capacity | 1 | 2031-04-01 | 0 | MW
0 | 0 | System | Generator | Build Wind 2026 | Build Wind | Firm Capacity | 1 | 2031-07-01 | 0 | MW
0 | 0 | System | Generator | Build Wind 2026 | Build Wind | Firm Capacity | 1 | 2031-10-01 | 0 | MW
Build Wind 2026_Firm Capacity2032 | Build Wind_Firm Capacity2032 | System | Generator | Build Wind 2026 | Build Wind | Firm Capacity | 1 | 2032-01-01 | 0 | MW
0 | 0 | System | Generator | Build Wind 2026 | Build Wind | Firm Capacity | 1 | 2032-04-01 | 0 | MW
0 | 0 | System | Generator | Build Wind 2026 | Build Wind | Firm Capacity | 1 | 2032-07-01 | 0 | MW
0 | 0 | System | Generator | Build Wind 2026 | Build Wind | Firm Capacity | 1 | 2032-10-01 | 0 | MW
Build Wind 2026_Firm Capacity2033 | Build Wind_Firm Capacity2033 | System | Generator | Build Wind 2026 | Build Wind | Firm Capacity | 1 | 2033-01-01 | 0 | MW
0 | 0 | System | Generator | Build Wind 2026 | Build Wind | Firm Capacity | 1 | 2033-04-01 | 0 | MW
0 | 0 | System | Generator | Build Wind 2026 | Build Wind | Firm Capacity | 1 | 2033-07-01 | 0 | MW
0 | 0 | System | Generator | Build Wind 2026 | Build Wind | Firm Capacity | 1 | 2033-10-01 | 0 | MW
Build Wind 2026_Firm Capacity2034 | Build Wind_Firm Capacity2034 | System | Generator | Build Wind 2026 | Build Wind | Firm Capacity | 1 | 2034-01-01 | 0 | MW
0 | 0 | System | Generator | Build Wind 2026 | Build Wind | Firm Capacity | 1 | 2034-04-01 | 0 | MW
0 | 0 | System | Generator | Build Wind 2026 | Build Wind | Firm Capacity | 1 | 2034-07-01 | 0 | MW
0 | 0 | System | Generator | Build Wind 2026 | Build Wind | Firm Capacity | 1 | 2034-10-01 | 0 | MW
Build Wind 2026_Firm Capacity2035 | Build Wind_Firm Capacity2035 | System | Generator | Build Wind 2026 | Build Wind | Firm Capacity | 1 | 2035-01-01 | 0 | MW
0 | 0 | System | Generator | Build Wind 2026 | Build Wind | Firm Capacity | 1 | 2035-04-01 | 0 | MW
0 | 0 | System | Generator | Build Wind 2026 | Build Wind | Firm Capacity | 1 | 2035-07-01 | 0 | MW
0 | 0 | System | Generator | Build Wind 2026 | Build Wind | Firm Capacity | 1 | 2035-10-01 | 0 | MW
Build Wind 2026_Firm Capacity2036 | Build Wind_Firm Capacity2036 | System | Generator | Build Wind 2026 | Build Wind | Firm Capacity | 1 | 2036-01-01 | 0 | MW
0 | 0 | System | Generator | Build Wind 2026 | Build Wind | Firm Capacity | 1 | 2036-04-01 | 0 | MW
0 | 0 | System | Generator | Build Wind 2026 | Build Wind | Firm Capacity | 1 | 2036-07-01 | 0 | MW
0 | 0 | System | Generator | Build Wind 2026 | Build Wind | Firm Capacity | 1 | 2036-10-01 | 0 | MW
Build Wind 2026_Firm Capacity2037 | Build Wind_Firm Capacity2037 | System | Generator | Build Wind 2026 | Build Wind | Firm Capacity | 1 | 2037-01-01 | 0 | MW
0 | 0 | System | Generator | Build Wind 2026 | Build Wind | Firm Capacity | 1 | 2037-04-01 | 0 | MW
0 | 0 | System | Generator | Build Wind 2026 | Build Wind | Firm Capacity | 1 | 2037-07-01 | 0 | MW
0 | 0 | System | Generator | Build Wind 2026 | Build Wind | Firm Capacity | 1 | 2037-10-01 | 0 | MW
Build Wind 2026_Firm Capacity2038 | Build Wind_Firm Capacity2038 | System | Generator | Build Wind 2026 | Build Wind | Firm Capacity | 1 | 2038-01-01 | 0 | MW
0 | 0 | System | Generator | Build Wind 2026 | Build Wind | Firm Capacity | 1 | 2038-04-01 | 0 | MW
0 | 0 | System | Generator | Build Wind 2026 | Build Wind | Firm Capacity | 1 | 2038-07-01 | 0 | MW
0 | 0 | System | Generator | Build Wind 2026 | Build Wind | Firm Capacity | 1 | 2038-10-01 | 0 | MW
Build Wind 2026_Firm Capacity2039 | Build Wind_Firm Capacity2039 | System | Generator | Build Wind 2026 | Build Wind | Firm Capacity | 1 | 2039-01-01 | 0 | MW
0 | 0 | System | Generator | Build Wind 2026 | Build Wind | Firm Capacity | 1 | 2039-04-01 | 0 | MW
0 | 0 | System | Generator | Build Wind 2026 | Build Wind | Firm Capacity | 1 | 2039-07-01 | 0 | MW
0 | 0 | System | Generator | Build Wind 2026 | Build Wind | Firm Capacity | 1 | 2039-10-01 | 0 | MW
Build Wind 2026_Firm Capacity2040 | Build Wind_Firm Capacity2040 | System | Generator | Build Wind 2026 | Build Wind | Firm Capacity | 1 | 2040-01-01 | 0 | MW
0 | 0 | System | Generator | Build Wind 2026 | Build Wind | Firm Capacity | 1 | 2040-04-01 | 0 | MW
0 | 0 | System | Generator | Build Wind 2026 | Build Wind | Firm Capacity | 1 | 2040-07-01 | 0 | MW
0 | 0 | System | Generator | Build Wind 2026 | Build Wind | Firm Capacity | 1 | 2040-10-01 | 0 | MW
Build Wind 2026_Firm Capacity2041 | Build Wind_Firm Capacity2041 | System | Generator | Build Wind 2026 | Build Wind | Firm Capacity | 1 | 2041-01-01 | 0 | MW
0 | 0 | System | Generator | Build Wind 2026 | Build Wind | Firm Capacity | 1 | 2041-04-01 | 0 | MW
0 | 0 | System | Generator | Build Wind 2026 | Build Wind | Firm Capacity | 1 | 2041-07-01 | 0 | MW
0 | 0 | System | Generator | Build Wind 2026 | Build Wind | Firm Capacity | 1 | 2041-10-01 | 0 | MW
Build Wind 2026_Firm Capacity2042 | Build Wind_Firm Capacity2042 | System | Generator | Build Wind 2026 | Build Wind | Firm Capacity | 1 | 2042-01-01 | 0 | MW
0 | 0 | System | Generator | Build Wind 2026 | Build Wind | Firm Capacity | 1 | 2042-04-01 | 0 | MW
0 | 0 | System | Generator | Build Wind 2026 | Build Wind | Firm Capacity | 1 | 2042-07-01 | 0 | MW
0 | 0 | System | Generator | Build Wind 2026 | Build Wind | Firm Capacity | 1 | 2042-10-01 | 0 | MW
Build Wind 2026_Firm Capacity2043 | Build Wind_Firm Capacity2043 | System | Generator | Build Wind 2026 | Build Wind | Firm Capacity | 1 | 2043-01-01 | 0 | MW
0 | 0 | System | Generator | Build Wind 2026 | Build Wind | Firm Capacity | 1 | 2043-04-01 | 0 | MW
0 | 0 | System | Generator | Build Wind 2026 | Build Wind | Firm Capacity | 1 | 2043-07-01 | 0 | MW
0 | 0 | System | Generator | Build Wind 2026 | Build Wind | Firm Capacity | 1 | 2043-10-01 | 0 | MW
Build Wind 2027_Firm Capacity2024 | Build Wind_Firm Capacity2024 | System | Generator | Build Wind 2027 | Build Wind | Firm Capacity | 1 | 2024-01-01 | 0 | MW
0 | 0 | System | Generator | Build Wind 2027 | Build Wind | Firm Capacity | 1 | 2024-04-01 | 0 | MW
0 | 0 | System | Generator | Build Wind 2027 | Build Wind | Firm Capacity | 1 | 2024-07-01 | 0 | MW
0 | 0 | System | Generator | Build Wind 2027 | Build Wind | Firm Capacity | 1 | 2024-10-01 | 0 | MW
Build Wind 2027_Firm Capacity2025 | Build Wind_Firm Capacity2025 | System | Generator | Build Wind 2027 | Build Wind | Firm Capacity | 1 | 2025-01-01 | 0 | MW
0 | 0 | System | Generator | Build Wind 2027 | Build Wind | Firm Capacity | 1 | 2025-04-01 | 0 | MW
0 | 0 | System | Generator | Build Wind 2027 | Build Wind | Firm Capacity | 1 | 2025-07-01 | 0 | MW
0 | 0 | System | Generator | Build Wind 2027 | Build Wind | Firm Capacity | 1 | 2025-10-01 | 0 | MW
Build Wind 2027_Firm Capacity2026 | Build Wind_Firm Capacity2026 | System | Generator | Build Wind 2027 | Build Wind | Firm Capacity | 1 | 2026-01-01 | 0 | MW
0 | 0 | System | Generator | Build Wind 2027 | Build Wind | Firm Capacity | 1 | 2026-04-01 | 0 | MW
0 | 0 | System | Generator | Build Wind 2027 | Build Wind | Firm Capacity | 1 | 2026-07-01 | 0 | MW
0 | 0 | System | Generator | Build Wind 2027 | Build Wind | Firm Capacity | 1 | 2026-10-01 | 0 | MW
Build Wind 2027_Firm Capacity2027 | Build Wind_Firm Capacity2027 | System | Generator | Build Wind 2027 | Build Wind | Firm Capacity | 1 | 2027-01-01 | 0 | MW
0 | 0 | System | Generator | Build Wind 2027 | Build Wind | Firm Capacity | 1 | 2027-04-01 | 0 | MW
0 | 0 | System | Generator | Build Wind 2027 | Build Wind | Firm Capacity | 1 | 2027-07-01 | 0 | MW
0 | 0 | System | Generator | Build Wind 2027 | Build Wind | Firm Capacity | 1 | 2027-10-01 | 0 | MW
Build Wind 2027_Firm Capacity2028 | Build Wind_Firm Capacity2028 | System | Generator | Build Wind 2027 | Build Wind | Firm Capacity | 1 | 2028-01-01 | 0 | MW
0 | 0 | System | Generator | Build Wind 2027 | Build Wind | Firm Capacity | 1 | 2028-04-01 | 0 | MW
0 | 0 | System | Generator | Build Wind 2027 | Build Wind | Firm Capacity | 1 | 2028-07-01 | 0 | MW
0 | 0 | System | Generator | Build Wind 2027 | Build Wind | Firm Capacity | 1 | 2028-10-01 | 0 | MW
Build Wind 2027_Firm Capacity2029 | Build Wind_Firm Capacity2029 | System | Generator | Build Wind 2027 | Build Wind | Firm Capacity | 1 | 2029-01-01 | 0 | MW
0 | 0 | System | Generator | Build Wind 2027 | Build Wind | Firm Capacity | 1 | 2029-04-01 | 0 | MW
0 | 0 | System | Generator | Build Wind 2027 | Build Wind | Firm Capacity | 1 | 2029-07-01 | 0 | MW
0 | 0 | System | Generator | Build Wind 2027 | Build Wind | Firm Capacity | 1 | 2029-10-01 | 0 | MW
Build Wind 2027_Firm Capacity2030 | Build Wind_Firm Capacity2030 | System | Generator | Build Wind 2027 | Build Wind | Firm Capacity | 1 | 2030-01-01 | 0 | MW
0 | 0 | System | Generator | Build Wind 2027 | Build Wind | Firm Capacity | 1 | 2030-04-01 | 0 | MW
0 | 0 | System | Generator | Build Wind 2027 | Build Wind | Firm Capacity | 1 | 2030-07-01 | 0 | MW
0 | 0 | System | Generator | Build Wind 2027 | Build Wind | Firm Capacity | 1 | 2030-10-01 | 0 | MW
Build Wind 2027_Firm Capacity2031 | Build Wind_Firm Capacity2031 | System | Generator | Build Wind 2027 | Build Wind | Firm Capacity | 1 | 2031-01-01 | 0 | MW
0 | 0 | System | Generator | Build Wind 2027 | Build Wind | Firm Capacity | 1 | 2031-04-01 | 0 | MW
0 | 0 | System | Generator | Build Wind 2027 | Build Wind | Firm Capacity | 1 | 2031-07-01 | 0 | MW
0 | 0 | System | Generator | Build Wind 2027 | Build Wind | Firm Capacity | 1 | 2031-10-01 | 0 | MW
Build Wind 2027_Firm Capacity2032 | Build Wind_Firm Capacity2032 | System | Generator | Build Wind 2027 | Build Wind | Firm Capacity | 1 | 2032-01-01 | 0 | MW
0 | 0 | System | Generator | Build Wind 2027 | Build Wind | Firm Capacity | 1 | 2032-04-01 | 0 | MW
0 | 0 | System | Generator | Build Wind 2027 | Build Wind | Firm Capacity | 1 | 2032-07-01 | 0 | MW
0 | 0 | System | Generator | Build Wind 2027 | Build Wind | Firm Capacity | 1 | 2032-10-01 | 0 | MW
Build Wind 2027_Firm Capacity2033 | Build Wind_Firm Capacity2033 | System | Generator | Build Wind 2027 | Build Wind | Firm Capacity | 1 | 2033-01-01 | 0 | MW
0 | 0 | System | Generator | Build Wind 2027 | Build Wind | Firm Capacity | 1 | 2033-04-01 | 0 | MW
0 | 0 | System | Generator | Build Wind 2027 | Build Wind | Firm Capacity | 1 | 2033-07-01 | 0 | MW
0 | 0 | System | Generator | Build Wind 2027 | Build Wind | Firm Capacity | 1 | 2033-10-01 | 0 | MW
Build Wind 2027_Firm Capacity2034 | Build Wind_Firm Capacity2034 | System | Generator | Build Wind 2027 | Build Wind | Firm Capacity | 1 | 2034-01-01 | 0 | MW
0 | 0 | System | Generator | Build Wind 2027 | Build Wind | Firm Capacity | 1 | 2034-04-01 | 0 | MW
0 | 0 | System | Generator | Build Wind 2027 | Build Wind | Firm Capacity | 1 | 2034-07-01 | 0 | MW
0 | 0 | System | Generator | Build Wind 2027 | Build Wind | Firm Capacity | 1 | 2034-10-01 | 0 | MW
Build Wind 2027_Firm Capacity2035 | Build Wind_Firm Capacity2035 | System | Generator | Build Wind 2027 | Build Wind | Firm Capacity | 1 | 2035-01-01 | 0 | MW
0 | 0 | System | Generator | Build Wind 2027 | Build Wind | Firm Capacity | 1 | 2035-04-01 | 0 | MW
0 | 0 | System | Generator | Build Wind 2027 | Build Wind | Firm Capacity | 1 | 2035-07-01 | 0 | MW
0 | 0 | System | Generator | Build Wind 2027 | Build Wind | Firm Capacity | 1 | 2035-10-01 | 0 | MW
Build Wind 2027_Firm Capacity2036 | Build Wind_Firm Capacity2036 | System | Generator | Build Wind 2027 | Build Wind | Firm Capacity | 1 | 2036-01-01 | 0 | MW
0 | 0 | System | Generator | Build Wind 2027 | Build Wind | Firm Capacity | 1 | 2036-04-01 | 0 | MW
0 | 0 | System | Generator | Build Wind 2027 | Build Wind | Firm Capacity | 1 | 2036-07-01 | 0 | MW
0 | 0 | System | Generator | Build Wind 2027 | Build Wind | Firm Capacity | 1 | 2036-10-01 | 0 | MW
Build Wind 2027_Firm Capacity2037 | Build Wind_Firm Capacity2037 | System | Generator | Build Wind 2027 | Build Wind | Firm Capacity | 1 | 2037-01-01 | 0 | MW
0 | 0 | System | Generator | Build Wind 2027 | Build Wind | Firm Capacity | 1 | 2037-04-01 | 0 | MW
0 | 0 | System | Generator | Build Wind 2027 | Build Wind | Firm Capacity | 1 | 2037-07-01 | 0 | MW
0 | 0 | System | Generator | Build Wind 2027 | Build Wind | Firm Capacity | 1 | 2037-10-01 | 0 | MW
Build Wind 2027_Firm Capacity2038 | Build Wind_Firm Capacity2038 | System | Generator | Build Wind 2027 | Build Wind | Firm Capacity | 1 | 2038-01-01 | 0 | MW
0 | 0 | System | Generator | Build Wind 2027 | Build Wind | Firm Capacity | 1 | 2038-04-01 | 0 | MW
0 | 0 | System | Generator | Build Wind 2027 | Build Wind | Firm Capacity | 1 | 2038-07-01 | 0 | MW
0 | 0 | System | Generator | Build Wind 2027 | Build Wind | Firm Capacity | 1 | 2038-10-01 | 0 | MW
Build Wind 2027_Firm Capacity2039 | Build Wind_Firm Capacity2039 | System | Generator | Build Wind 2027 | Build Wind | Firm Capacity | 1 | 2039-01-01 | 0 | MW
0 | 0 | System | Generator | Build Wind 2027 | Build Wind | Firm Capacity | 1 | 2039-04-01 | 0 | MW
0 | 0 | System | Generator | Build Wind 2027 | Build Wind | Firm Capacity | 1 | 2039-07-01 | 0 | MW
0 | 0 | System | Generator | Build Wind 2027 | Build Wind | Firm Capacity | 1 | 2039-10-01 | 0 | MW
Build Wind 2027_Firm Capacity2040 | Build Wind_Firm Capacity2040 | System | Generator | Build Wind 2027 | Build Wind | Firm Capacity | 1 | 2040-01-01 | 0 | MW
0 | 0 | System | Generator | Build Wind 2027 | Build Wind | Firm Capacity | 1 | 2040-04-01 | 0 | MW
0 | 0 | System | Generator | Build Wind 2027 | Build Wind | Firm Capacity | 1 | 2040-07-01 | 0 | MW
0 | 0 | System | Generator | Build Wind 2027 | Build Wind | Firm Capacity | 1 | 2040-10-01 | 0 | MW
Build Wind 2027_Firm Capacity2041 | Build Wind_Firm Capacity2041 | System | Generator | Build Wind 2027 | Build Wind | Firm Capacity | 1 | 2041-01-01 | 0 | MW
0 | 0 | System | Generator | Build Wind 2027 | Build Wind | Firm Capacity | 1 | 2041-04-01 | 0 | MW
0 | 0 | System | Generator | Build Wind 2027 | Build Wind | Firm Capacity | 1 | 2041-07-01 | 0 | MW
0 | 0 | System | Generator | Build Wind 2027 | Build Wind | Firm Capacity | 1 | 2041-10-01 | 0 | MW
Build Wind 2027_Firm Capacity2042 | Build Wind_Firm Capacity2042 | System | Generator | Build Wind 2027 | Build Wind | Firm Capacity | 1 | 2042-01-01 | 0 | MW
0 | 0 | System | Generator | Build Wind 2027 | Build Wind | Firm Capacity | 1 | 2042-04-01 | 0 | MW
0 | 0 | System | Generator | Build Wind 2027 | Build Wind | Firm Capacity | 1 | 2042-07-01 | 0 | MW
0 | 0 | System | Generator | Build Wind 2027 | Build Wind | Firm Capacity | 1 | 2042-10-01 | 0 | MW
Build Wind 2027_Firm Capacity2043 | Build Wind_Firm Capacity2043 | System | Generator | Build Wind 2027 | Build Wind | Firm Capacity | 1 | 2043-01-01 | 0 | MW
0 | 0 | System | Generator | Build Wind 2027 | Build Wind | Firm Capacity | 1 | 2043-04-01 | 0 | MW
0 | 0 | System | Generator | Build Wind 2027 | Build Wind | Firm Capacity | 1 | 2043-07-01 | 0 | MW
0 | 0 | System | Generator | Build Wind 2027 | Build Wind | Firm Capacity | 1 | 2043-10-01 | 0 | MW
Build Wind 2028_Firm Capacity2024 | Build Wind_Firm Capacity2024 | System | Generator | Build Wind 2028 | Build Wind | Firm Capacity | 1 | 2024-01-01 | 0 | MW
0 | 0 | System | Generator | Build Wind 2028 | Build Wind | Firm Capacity | 1 | 2024-04-01 | 0 | MW
0 | 0 | System | Generator | Build Wind 2028 | Build Wind | Firm Capacity | 1 | 2024-07-01 | 0 | MW
0 | 0 | System | Generator | Build Wind 2028 | Build Wind | Firm Capacity | 1 | 2024-10-01 | 0 | MW
Build Wind 2028_Firm Capacity2025 | Build Wind_Firm Capacity2025 | System | Generator | Build Wind 2028 | Build Wind | Firm Capacity | 1 | 2025-01-01 | 0 | MW
0 | 0 | System | Generator | Build Wind 2028 | Build Wind | Firm Capacity | 1 | 2025-04-01 | 0 | MW
0 | 0 | System | Generator | Build Wind 2028 | Build Wind | Firm Capacity | 1 | 2025-07-01 | 0 | MW
0 | 0 | System | Generator | Build Wind 2028 | Build Wind | Firm Capacity | 1 | 2025-10-01 | 0 | MW
Build Wind 2028_Firm Capacity2026 | Build Wind_Firm Capacity2026 | System | Generator | Build Wind 2028 | Build Wind | Firm Capacity | 1 | 2026-01-01 | 0 | MW
0 | 0 | System | Generator | Build Wind 2028 | Build Wind | Firm Capacity | 1 | 2026-04-01 | 0 | MW
0 | 0 | System | Generator | Build Wind 2028 | Build Wind | Firm Capacity | 1 | 2026-07-01 | 0 | MW
0 | 0 | System | Generator | Build Wind 2028 | Build Wind | Firm Capacity | 1 | 2026-10-01 | 0 | MW
Build Wind 2028_Firm Capacity2027 | Build Wind_Firm Capacity2027 | System | Generator | Build Wind 2028 | Build Wind | Firm Capacity | 1 | 2027-01-01 | 0 | MW
0 | 0 | System | Generator | Build Wind 2028 | Build Wind | Firm Capacity | 1 | 2027-04-01 | 0 | MW
0 | 0 | System | Generator | Build Wind 2028 | Build Wind | Firm Capacity | 1 | 2027-07-01 | 0 | MW
0 | 0 | System | Generator | Build Wind 2028 | Build Wind | Firm Capacity | 1 | 2027-10-01 | 0 | MW
Build Wind 2028_Firm Capacity2028 | Build Wind_Firm Capacity2028 | System | Generator | Build Wind 2028 | Build Wind | Firm Capacity | 1 | 2028-01-01 | 0 | MW
0 | 0 | System | Generator | Build Wind 2028 | Build Wind | Firm Capacity | 1 | 2028-04-01 | 0 | MW
0 | 0 | System | Generator | Build Wind 2028 | Build Wind | Firm Capacity | 1 | 2028-07-01 | 0 | MW
0 | 0 | System | Generator | Build Wind 2028 | Build Wind | Firm Capacity | 1 | 2028-10-01 | 0 | MW
Build Wind 2028_Firm Capacity2029 | Build Wind_Firm Capacity2029 | System | Generator | Build Wind 2028 | Build Wind | Firm Capacity | 1 | 2029-01-01 | 0 | MW
0 | 0 | System | Generator | Build Wind 2028 | Build Wind | Firm Capacity | 1 | 2029-04-01 | 0 | MW
0 | 0 | System | Generator | Build Wind 2028 | Build Wind | Firm Capacity | 1 | 2029-07-01 | 0 | MW
0 | 0 | System | Generator | Build Wind 2028 | Build Wind | Firm Capacity | 1 | 2029-10-01 | 0 | MW
Build Wind 2028_Firm Capacity2030 | Build Wind_Firm Capacity2030 | System | Generator | Build Wind 2028 | Build Wind | Firm Capacity | 1 | 2030-01-01 | 0 | MW
0 | 0 | System | Generator | Build Wind 2028 | Build Wind | Firm Capacity | 1 | 2030-04-01 | 0 | MW
0 | 0 | System | Generator | Build Wind 2028 | Build Wind | Firm Capacity | 1 | 2030-07-01 | 0 | MW
0 | 0 | System | Generator | Build Wind 2028 | Build Wind | Firm Capacity | 1 | 2030-10-01 | 0 | MW
Build Wind 2028_Firm Capacity2031 | Build Wind_Firm Capacity2031 | System | Generator | Build Wind 2028 | Build Wind | Firm Capacity | 1 | 2031-01-01 | 0 | MW
0 | 0 | System | Generator | Build Wind 2028 | Build Wind | Firm Capacity | 1 | 2031-04-01 | 0 | MW
0 | 0 | System | Generator | Build Wind 2028 | Build Wind | Firm Capacity | 1 | 2031-07-01 | 0 | MW
0 | 0 | System | Generator | Build Wind 2028 | Build Wind | Firm Capacity | 1 | 2031-10-01 | 0 | MW
Build Wind 2028_Firm Capacity2032 | Build Wind_Firm Capacity2032 | System | Generator | Build Wind 2028 | Build Wind | Firm Capacity | 1 | 2032-01-01 | 0 | MW
0 | 0 | System | Generator | Build Wind 2028 | Build Wind | Firm Capacity | 1 | 2032-04-01 | 0 | MW
0 | 0 | System | Generator | Build Wind 2028 | Build Wind | Firm Capacity | 1 | 2032-07-01 | 0 | MW
0 | 0 | System | Generator | Build Wind 2028 | Build Wind | Firm Capacity | 1 | 2032-10-01 | 0 | MW
Build Wind 2028_Firm Capacity2033 | Build Wind_Firm Capacity2033 | System | Generator | Build Wind 2028 | Build Wind | Firm Capacity | 1 | 2033-01-01 | 0 | MW
0 | 0 | System | Generator | Build Wind 2028 | Build Wind | Firm Capacity | 1 | 2033-04-01 | 0 | MW
0 | 0 | System | Generator | Build Wind 2028 | Build Wind | Firm Capacity | 1 | 2033-07-01 | 0 | MW
0 | 0 | System | Generator | Build Wind 2028 | Build Wind | Firm Capacity | 1 | 2033-10-01 | 0 | MW
Build Wind 2028_Firm Capacity2034 | Build Wind_Firm Capacity2034 | System | Generator | Build Wind 2028 | Build Wind | Firm Capacity | 1 | 2034-01-01 | 0 | MW
0 | 0 | System | Generator | Build Wind 2028 | Build Wind | Firm Capacity | 1 | 2034-04-01 | 0 | MW
0 | 0 | System | Generator | Build Wind 2028 | Build Wind | Firm Capacity | 1 | 2034-07-01 | 0 | MW
0 | 0 | System | Generator | Build Wind 2028 | Build Wind | Firm Capacity | 1 | 2034-10-01 | 0 | MW
Build Wind 2028_Firm Capacity2035 | Build Wind_Firm Capacity2035 | System | Generator | Build Wind 2028 | Build Wind | Firm Capacity | 1 | 2035-01-01 | 0 | MW
0 | 0 | System | Generator | Build Wind 2028 | Build Wind | Firm Capacity | 1 | 2035-04-01 | 0 | MW
0 | 0 | System | Generator | Build Wind 2028 | Build Wind | Firm Capacity | 1 | 2035-07-01 | 0 | MW
0 | 0 | System | Generator | Build Wind 2028 | Build Wind | Firm Capacity | 1 | 2035-10-01 | 0 | MW
Build Wind 2028_Firm Capacity2036 | Build Wind_Firm Capacity2036 | System | Generator | Build Wind 2028 | Build Wind | Firm Capacity | 1 | 2036-01-01 | 0 | MW
0 | 0 | System | Generator | Build Wind 2028 | Build Wind | Firm Capacity | 1 | 2036-04-01 | 0 | MW
0 | 0 | System | Generator | Build Wind 2028 | Build Wind | Firm Capacity | 1 | 2036-07-01 | 0 | MW
0 | 0 | System | Generator | Build Wind 2028 | Build Wind | Firm Capacity | 1 | 2036-10-01 | 0 | MW
Build Wind 2028_Firm Capacity2037 | Build Wind_Firm Capacity2037 | System | Generator | Build Wind 2028 | Build Wind | Firm Capacity | 1 | 2037-01-01 | 0 | MW
0 | 0 | System | Generator | Build Wind 2028 | Build Wind | Firm Capacity | 1 | 2037-04-01 | 0 | MW
0 | 0 | System | Generator | Build Wind 2028 | Build Wind | Firm Capacity | 1 | 2037-07-01 | 0 | MW
0 | 0 | System | Generator | Build Wind 2028 | Build Wind | Firm Capacity | 1 | 2037-10-01 | 0 | MW
Build Wind 2028_Firm Capacity2038 | Build Wind_Firm Capacity2038 | System | Generator | Build Wind 2028 | Build Wind | Firm Capacity | 1 | 2038-01-01 | 0 | MW
0 | 0 | System | Generator | Build Wind 2028 | Build Wind | Firm Capacity | 1 | 2038-04-01 | 0 | MW
0 | 0 | System | Generator | Build Wind 2028 | Build Wind | Firm Capacity | 1 | 2038-07-01 | 0 | MW
0 | 0 | System | Generator | Build Wind 2028 | Build Wind | Firm Capacity | 1 | 2038-10-01 | 0 | MW
Build Wind 2028_Firm Capacity2039 | Build Wind_Firm Capacity2039 | System | Generator | Build Wind 2028 | Build Wind | Firm Capacity | 1 | 2039-01-01 | 0 | MW
0 | 0 | System | Generator | Build Wind 2028 | Build Wind | Firm Capacity | 1 | 2039-04-01 | 0 | MW
0 | 0 | System | Generator | Build Wind 2028 | Build Wind | Firm Capacity | 1 | 2039-07-01 | 0 | MW
0 | 0 | System | Generator | Build Wind 2028 | Build Wind | Firm Capacity | 1 | 2039-10-01 | 0 | MW
Build Wind 2028_Firm Capacity2040 | Build Wind_Firm Capacity2040 | System | Generator | Build Wind 2028 | Build Wind | Firm Capacity | 1 | 2040-01-01 | 0 | MW
0 | 0 | System | Generator | Build Wind 2028 | Build Wind | Firm Capacity | 1 | 2040-04-01 | 0 | MW
0 | 0 | System | Generator | Build Wind 2028 | Build Wind | Firm Capacity | 1 | 2040-07-01 | 0 | MW
0 | 0 | System | Generator | Build Wind 2028 | Build Wind | Firm Capacity | 1 | 2040-10-01 | 0 | MW
Build Wind 2028_Firm Capacity2041 | Build Wind_Firm Capacity2041 | System | Generator | Build Wind 2028 | Build Wind | Firm Capacity | 1 | 2041-01-01 | 0 | MW
0 | 0 | System | Generator | Build Wind 2028 | Build Wind | Firm Capacity | 1 | 2041-04-01 | 0 | MW
0 | 0 | System | Generator | Build Wind 2028 | Build Wind | Firm Capacity | 1 | 2041-07-01 | 0 | MW
0 | 0 | System | Generator | Build Wind 2028 | Build Wind | Firm Capacity | 1 | 2041-10-01 | 0 | MW
Build Wind 2028_Firm Capacity2042 | Build Wind_Firm Capacity2042 | System | Generator | Build Wind 2028 | Build Wind | Firm Capacity | 1 | 2042-01-01 | 0 | MW
0 | 0 | System | Generator | Build Wind 2028 | Build Wind | Firm Capacity | 1 | 2042-04-01 | 0 | MW
0 | 0 | System | Generator | Build Wind 2028 | Build Wind | Firm Capacity | 1 | 2042-07-01 | 0 | MW
0 | 0 | System | Generator | Build Wind 2028 | Build Wind | Firm Capacity | 1 | 2042-10-01 | 0 | MW
Build Wind 2028_Firm Capacity2043 | Build Wind_Firm Capacity2043 | System | Generator | Build Wind 2028 | Build Wind | Firm Capacity | 1 | 2043-01-01 | 0 | MW
0 | 0 | System | Generator | Build Wind 2028 | Build Wind | Firm Capacity | 1 | 2043-04-01 | 0 | MW
0 | 0 | System | Generator | Build Wind 2028 | Build Wind | Firm Capacity | 1 | 2043-07-01 | 0 | MW
0 | 0 | System | Generator | Build Wind 2028 | Build Wind | Firm Capacity | 1 | 2043-10-01 | 0 | MW
Build Wind 2029_Firm Capacity2024 | Build Wind_Firm Capacity2024 | System | Generator | Build Wind 2029 | Build Wind | Firm Capacity | 1 | 2024-01-01 | 0 | MW
0 | 0 | System | Generator | Build Wind 2029 | Build Wind | Firm Capacity | 1 | 2024-04-01 | 0 | MW
0 | 0 | System | Generator | Build Wind 2029 | Build Wind | Firm Capacity | 1 | 2024-07-01 | 0 | MW
0 | 0 | System | Generator | Build Wind 2029 | Build Wind | Firm Capacity | 1 | 2024-10-01 | 0 | MW
Build Wind 2029_Firm Capacity2025 | Build Wind_Firm Capacity2025 | System | Generator | Build Wind 2029 | Build Wind | Firm Capacity | 1 | 2025-01-01 | 0 | MW
0 | 0 | System | Generator | Build Wind 2029 | Build Wind | Firm Capacity | 1 | 2025-04-01 | 0 | MW
0 | 0 | System | Generator | Build Wind 2029 | Build Wind | Firm Capacity | 1 | 2025-07-01 | 0 | MW
0 | 0 | System | Generator | Build Wind 2029 | Build Wind | Firm Capacity | 1 | 2025-10-01 | 0 | MW
Build Wind 2029_Firm Capacity2026 | Build Wind_Firm Capacity2026 | System | Generator | Build Wind 2029 | Build Wind | Firm Capacity | 1 | 2026-01-01 | 0 | MW
0 | 0 | System | Generator | Build Wind 2029 | Build Wind | Firm Capacity | 1 | 2026-04-01 | 0 | MW
0 | 0 | System | Generator | Build Wind 2029 | Build Wind | Firm Capacity | 1 | 2026-07-01 | 0 | MW
0 | 0 | System | Generator | Build Wind 2029 | Build Wind | Firm Capacity | 1 | 2026-10-01 | 0 | MW
Build Wind 2029_Firm Capacity2027 | Build Wind_Firm Capacity2027 | System | Generator | Build Wind 2029 | Build Wind | Firm Capacity | 1 | 2027-01-01 | 0 | MW
0 | 0 | System | Generator | Build Wind 2029 | Build Wind | Firm Capacity | 1 | 2027-04-01 | 0 | MW
0 | 0 | System | Generator | Build Wind 2029 | Build Wind | Firm Capacity | 1 | 2027-07-01 | 0 | MW
0 | 0 | System | Generator | Build Wind 2029 | Build Wind | Firm Capacity | 1 | 2027-10-01 | 0 | MW
Build Wind 2029_Firm Capacity2028 | Build Wind_Firm Capacity2028 | System | Generator | Build Wind 2029 | Build Wind | Firm Capacity | 1 | 2028-01-01 | 0 | MW
0 | 0 | System | Generator | Build Wind 2029 | Build Wind | Firm Capacity | 1 | 2028-04-01 | 0 | MW
0 | 0 | System | Generator | Build Wind 2029 | Build Wind | Firm Capacity | 1 | 2028-07-01 | 0 | MW
0 | 0 | System | Generator | Build Wind 2029 | Build Wind | Firm Capacity | 1 | 2028-10-01 | 0 | MW
Build Wind 2029_Firm Capacity2029 | Build Wind_Firm Capacity2029 | System | Generator | Build Wind 2029 | Build Wind | Firm Capacity | 1 | 2029-01-01 | 0 | MW
0 | 0 | System | Generator | Build Wind 2029 | Build Wind | Firm Capacity | 1 | 2029-04-01 | 0 | MW
0 | 0 | System | Generator | Build Wind 2029 | Build Wind | Firm Capacity | 1 | 2029-07-01 | 0 | MW
0 | 0 | System | Generator | Build Wind 2029 | Build Wind | Firm Capacity | 1 | 2029-10-01 | 0 | MW
Build Wind 2029_Firm Capacity2030 | Build Wind_Firm Capacity2030 | System | Generator | Build Wind 2029 | Build Wind | Firm Capacity | 1 | 2030-01-01 | 0 | MW
0 | 0 | System | Generator | Build Wind 2029 | Build Wind | Firm Capacity | 1 | 2030-04-01 | 0 | MW
0 | 0 | System | Generator | Build Wind 2029 | Build Wind | Firm Capacity | 1 | 2030-07-01 | 0 | MW
0 | 0 | System | Generator | Build Wind 2029 | Build Wind | Firm Capacity | 1 | 2030-10-01 | 0 | MW
Build Wind 2029_Firm Capacity2031 | Build Wind_Firm Capacity2031 | System | Generator | Build Wind 2029 | Build Wind | Firm Capacity | 1 | 2031-01-01 | 0 | MW
0 | 0 | System | Generator | Build Wind 2029 | Build Wind | Firm Capacity | 1 | 2031-04-01 | 0 | MW
0 | 0 | System | Generator | Build Wind 2029 | Build Wind | Firm Capacity | 1 | 2031-07-01 | 0 | MW
0 | 0 | System | Generator | Build Wind 2029 | Build Wind | Firm Capacity | 1 | 2031-10-01 | 0 | MW
Build Wind 2029_Firm Capacity2032 | Build Wind_Firm Capacity2032 | System | Generator | Build Wind 2029 | Build Wind | Firm Capacity | 1 | 2032-01-01 | 0 | MW
0 | 0 | System | Generator | Build Wind 2029 | Build Wind | Firm Capacity | 1 | 2032-04-01 | 0 | MW
0 | 0 | System | Generator | Build Wind 2029 | Build Wind | Firm Capacity | 1 | 2032-07-01 | 0 | MW
0 | 0 | System | Generator | Build Wind 2029 | Build Wind | Firm Capacity | 1 | 2032-10-01 | 0 | MW
Build Wind 2029_Firm Capacity2033 | Build Wind_Firm Capacity2033 | System | Generator | Build Wind 2029 | Build Wind | Firm Capacity | 1 | 2033-01-01 | 0 | MW
0 | 0 | System | Generator | Build Wind 2029 | Build Wind | Firm Capacity | 1 | 2033-04-01 | 0 | MW
0 | 0 | System | Generator | Build Wind 2029 | Build Wind | Firm Capacity | 1 | 2033-07-01 | 0 | MW
0 | 0 | System | Generator | Build Wind 2029 | Build Wind | Firm Capacity | 1 | 2033-10-01 | 0 | MW
Build Wind 2029_Firm Capacity2034 | Build Wind_Firm Capacity2034 | System | Generator | Build Wind 2029 | Build Wind | Firm Capacity | 1 | 2034-01-01 | 0 | MW
0 | 0 | System | Generator | Build Wind 2029 | Build Wind | Firm Capacity | 1 | 2034-04-01 | 0 | MW
0 | 0 | System | Generator | Build Wind 2029 | Build Wind | Firm Capacity | 1 | 2034-07-01 | 0 | MW
0 | 0 | System | Generator | Build Wind 2029 | Build Wind | Firm Capacity | 1 | 2034-10-01 | 0 | MW
Build Wind 2029_Firm Capacity2035 | Build Wind_Firm Capacity2035 | System | Generator | Build Wind 2029 | Build Wind | Firm Capacity | 1 | 2035-01-01 | 0 | MW
0 | 0 | System | Generator | Build Wind 2029 | Build Wind | Firm Capacity | 1 | 2035-04-01 | 0 | MW
0 | 0 | System | Generator | Build Wind 2029 | Build Wind | Firm Capacity | 1 | 2035-07-01 | 0 | MW
0 | 0 | System | Generator | Build Wind 2029 | Build Wind | Firm Capacity | 1 | 2035-10-01 | 0 | MW
Build Wind 2029_Firm Capacity2036 | Build Wind_Firm Capacity2036 | System | Generator | Build Wind 2029 | Build Wind | Firm Capacity | 1 | 2036-01-01 | 0 | MW
0 | 0 | System | Generator | Build Wind 2029 | Build Wind | Firm Capacity | 1 | 2036-04-01 | 0 | MW
0 | 0 | System | Generator | Build Wind 2029 | Build Wind | Firm Capacity | 1 | 2036-07-01 | 0 | MW
0 | 0 | System | Generator | Build Wind 2029 | Build Wind | Firm Capacity | 1 | 2036-10-01 | 0 | MW
Build Wind 2029_Firm Capacity2037 | Build Wind_Firm Capacity2037 | System | Generator | Build Wind 2029 | Build Wind | Firm Capacity | 1 | 2037-01-01 | 0 | MW
0 | 0 | System | Generator | Build Wind 2029 | Build Wind | Firm Capacity | 1 | 2037-04-01 | 0 | MW
0 | 0 | System | Generator | Build Wind 2029 | Build Wind | Firm Capacity | 1 | 2037-07-01 | 0 | MW
0 | 0 | System | Generator | Build Wind 2029 | Build Wind | Firm Capacity | 1 | 2037-10-01 | 0 | MW
Build Wind 2029_Firm Capacity2038 | Build Wind_Firm Capacity2038 | System | Generator | Build Wind 2029 | Build Wind | Firm Capacity | 1 | 2038-01-01 | 0 | MW
0 | 0 | System | Generator | Build Wind 2029 | Build Wind | Firm Capacity | 1 | 2038-04-01 | 0 | MW
0 | 0 | System | Generator | Build Wind 2029 | Build Wind | Firm Capacity | 1 | 2038-07-01 | 0 | MW
0 | 0 | System | Generator | Build Wind 2029 | Build Wind | Firm Capacity | 1 | 2038-10-01 | 0 | MW
Build Wind 2029_Firm Capacity2039 | Build Wind_Firm Capacity2039 | System | Generator | Build Wind 2029 | Build Wind | Firm Capacity | 1 | 2039-01-01 | 0 | MW
0 | 0 | System | Generator | Build Wind 2029 | Build Wind | Firm Capacity | 1 | 2039-04-01 | 0 | MW
0 | 0 | System | Generator | Build Wind 2029 | Build Wind | Firm Capacity | 1 | 2039-07-01 | 0 | MW
0 | 0 | System | Generator | Build Wind 2029 | Build Wind | Firm Capacity | 1 | 2039-10-01 | 0 | MW
Build Wind 2029_Firm Capacity2040 | Build Wind_Firm Capacity2040 | System | Generator | Build Wind 2029 | Build Wind | Firm Capacity | 1 | 2040-01-01 | 0 | MW
0 | 0 | System | Generator | Build Wind 2029 | Build Wind | Firm Capacity | 1 | 2040-04-01 | 0 | MW
0 | 0 | System | Generator | Build Wind 2029 | Build Wind | Firm Capacity | 1 | 2040-07-01 | 0 | MW
0 | 0 | System | Generator | Build Wind 2029 | Build Wind | Firm Capacity | 1 | 2040-10-01 | 0 | MW
Build Wind 2029_Firm Capacity2041 | Build Wind_Firm Capacity2041 | System | Generator | Build Wind 2029 | Build Wind | Firm Capacity | 1 | 2041-01-01 | 0 | MW
0 | 0 | System | Generator | Build Wind 2029 | Build Wind | Firm Capacity | 1 | 2041-04-01 | 0 | MW
0 | 0 | System | Generator | Build Wind 2029 | Build Wind | Firm Capacity | 1 | 2041-07-01 | 0 | MW
0 | 0 | System | Generator | Build Wind 2029 | Build Wind | Firm Capacity | 1 | 2041-10-01 | 0 | MW
Build Wind 2029_Firm Capacity2042 | Build Wind_Firm Capacity2042 | System | Generator | Build Wind 2029 | Build Wind | Firm Capacity | 1 | 2042-01-01 | 0 | MW
0 | 0 | System | Generator | Build Wind 2029 | Build Wind | Firm Capacity | 1 | 2042-04-01 | 0 | MW
0 | 0 | System | Generator | Build Wind 2029 | Build Wind | Firm Capacity | 1 | 2042-07-01 | 0 | MW
0 | 0 | System | Generator | Build Wind 2029 | Build Wind | Firm Capacity | 1 | 2042-10-01 | 0 | MW
Build Wind 2029_Firm Capacity2043 | Build Wind_Firm Capacity2043 | System | Generator | Build Wind 2029 | Build Wind | Firm Capacity | 1 | 2043-01-01 | 0 | MW
0 | 0 | System | Generator | Build Wind 2029 | Build Wind | Firm Capacity | 1 | 2043-04-01 | 0 | MW
0 | 0 | System | Generator | Build Wind 2029 | Build Wind | Firm Capacity | 1 | 2043-07-01 | 0 | MW
0 | 0 | System | Generator | Build Wind 2029 | Build Wind | Firm Capacity | 1 | 2043-10-01 | 0 | MW
Build Wind 2030_Firm Capacity2024 | Build Wind_Firm Capacity2024 | System | Generator | Build Wind 2030 | Build Wind | Firm Capacity | 1 | 2024-01-01 | 0 | MW
0 | 0 | System | Generator | Build Wind 2030 | Build Wind | Firm Capacity | 1 | 2024-04-01 | 0 | MW
0 | 0 | System | Generator | Build Wind 2030 | Build Wind | Firm Capacity | 1 | 2024-07-01 | 0 | MW
0 | 0 | System | Generator | Build Wind 2030 | Build Wind | Firm Capacity | 1 | 2024-10-01 | 0 | MW
Build Wind 2030_Firm Capacity2025 | Build Wind_Firm Capacity2025 | System | Generator | Build Wind 2030 | Build Wind | Firm Capacity | 1 | 2025-01-01 | 0 | MW
0 | 0 | System | Generator | Build Wind 2030 | Build Wind | Firm Capacity | 1 | 2025-04-01 | 0 | MW
0 | 0 | System | Generator | Build Wind 2030 | Build Wind | Firm Capacity | 1 | 2025-07-01 | 0 | MW
0 | 0 | System | Generator | Build Wind 2030 | Build Wind | Firm Capacity | 1 | 2025-10-01 | 0 | MW
Build Wind 2030_Firm Capacity2026 | Build Wind_Firm Capacity2026 | System | Generator | Build Wind 2030 | Build Wind | Firm Capacity | 1 | 2026-01-01 | 0 | MW
0 | 0 | System | Generator | Build Wind 2030 | Build Wind | Firm Capacity | 1 | 2026-04-01 | 0 | MW
0 | 0 | System | Generator | Build Wind 2030 | Build Wind | Firm Capacity | 1 | 2026-07-01 | 0 | MW
0 | 0 | System | Generator | Build Wind 2030 | Build Wind | Firm Capacity | 1 | 2026-10-01 | 0 | MW
Build Wind 2030_Firm Capacity2027 | Build Wind_Firm Capacity2027 | System | Generator | Build Wind 2030 | Build Wind | Firm Capacity | 1 | 2027-01-01 | 0 | MW
0 | 0 | System | Generator | Build Wind 2030 | Build Wind | Firm Capacity | 1 | 2027-04-01 | 0 | MW
0 | 0 | System | Generator | Build Wind 2030 | Build Wind | Firm Capacity | 1 | 2027-07-01 | 0 | MW
0 | 0 | System | Generator | Build Wind 2030 | Build Wind | Firm Capacity | 1 | 2027-10-01 | 0 | MW
Build Wind 2030_Firm Capacity2028 | Build Wind_Firm Capacity2028 | System | Generator | Build Wind 2030 | Build Wind | Firm Capacity | 1 | 2028-01-01 | 0 | MW
0 | 0 | System | Generator | Build Wind 2030 | Build Wind | Firm Capacity | 1 | 2028-04-01 | 0 | MW
0 | 0 | System | Generator | Build Wind 2030 | Build Wind | Firm Capacity | 1 | 2028-07-01 | 0 | MW
0 | 0 | System | Generator | Build Wind 2030 | Build Wind | Firm Capacity | 1 | 2028-10-01 | 0 | MW
Build Wind 2030_Firm Capacity2029 | Build Wind_Firm Capacity2029 | System | Generator | Build Wind 2030 | Build Wind | Firm Capacity | 1 | 2029-01-01 | 0 | MW
0 | 0 | System | Generator | Build Wind 2030 | Build Wind | Firm Capacity | 1 | 2029-04-01 | 0 | MW
0 | 0 | System | Generator | Build Wind 2030 | Build Wind | Firm Capacity | 1 | 2029-07-01 | 0 | MW
0 | 0 | System | Generator | Build Wind 2030 | Build Wind | Firm Capacity | 1 | 2029-10-01 | 0 | MW
Build Wind 2030_Firm Capacity2030 | Build Wind_Firm Capacity2030 | System | Generator | Build Wind 2030 | Build Wind | Firm Capacity | 1 | 2030-01-01 | 0 | MW
0 | 0 | System | Generator | Build Wind 2030 | Build Wind | Firm Capacity | 1 | 2030-04-01 | 0 | MW
0 | 0 | System | Generator | Build Wind 2030 | Build Wind | Firm Capacity | 1 | 2030-07-01 | 0 | MW
0 | 0 | System | Generator | Build Wind 2030 | Build Wind | Firm Capacity | 1 | 2030-10-01 | 0 | MW
Build Wind 2030_Firm Capacity2031 | Build Wind_Firm Capacity2031 | System | Generator | Build Wind 2030 | Build Wind | Firm Capacity | 1 | 2031-01-01 | 0 | MW
0 | 0 | System | Generator | Build Wind 2030 | Build Wind | Firm Capacity | 1 | 2031-04-01 | 0 | MW
0 | 0 | System | Generator | Build Wind 2030 | Build Wind | Firm Capacity | 1 | 2031-07-01 | 0 | MW
0 | 0 | System | Generator | Build Wind 2030 | Build Wind | Firm Capacity | 1 | 2031-10-01 | 0 | MW
Build Wind 2030_Firm Capacity2032 | Build Wind_Firm Capacity2032 | System | Generator | Build Wind 2030 | Build Wind | Firm Capacity | 1 | 2032-01-01 | 0 | MW
0 | 0 | System | Generator | Build Wind 2030 | Build Wind | Firm Capacity | 1 | 2032-04-01 | 0 | MW
0 | 0 | System | Generator | Build Wind 2030 | Build Wind | Firm Capacity | 1 | 2032-07-01 | 0 | MW
0 | 0 | System | Generator | Build Wind 2030 | Build Wind | Firm Capacity | 1 | 2032-10-01 | 0 | MW
Build Wind 2030_Firm Capacity2033 | Build Wind_Firm Capacity2033 | System | Generator | Build Wind 2030 | Build Wind | Firm Capacity | 1 | 2033-01-01 | 0 | MW
0 | 0 | System | Generator | Build Wind 2030 | Build Wind | Firm Capacity | 1 | 2033-04-01 | 0 | MW
0 | 0 | System | Generator | Build Wind 2030 | Build Wind | Firm Capacity | 1 | 2033-07-01 | 0 | MW
0 | 0 | System | Generator | Build Wind 2030 | Build Wind | Firm Capacity | 1 | 2033-10-01 | 0 | MW
Build Wind 2030_Firm Capacity2034 | Build Wind_Firm Capacity2034 | System | Generator | Build Wind 2030 | Build Wind | Firm Capacity | 1 | 2034-01-01 | 0 | MW
0 | 0 | System | Generator | Build Wind 2030 | Build Wind | Firm Capacity | 1 | 2034-04-01 | 0 | MW
0 | 0 | System | Generator | Build Wind 2030 | Build Wind | Firm Capacity | 1 | 2034-07-01 | 0 | MW
0 | 0 | System | Generator | Build Wind 2030 | Build Wind | Firm Capacity | 1 | 2034-10-01 | 0 | MW
Build Wind 2030_Firm Capacity2035 | Build Wind_Firm Capacity2035 | System | Generator | Build Wind 2030 | Build Wind | Firm Capacity | 1 | 2035-01-01 | 0 | MW
0 | 0 | System | Generator | Build Wind 2030 | Build Wind | Firm Capacity | 1 | 2035-04-01 | 0 | MW
0 | 0 | System | Generator | Build Wind 2030 | Build Wind | Firm Capacity | 1 | 2035-07-01 | 0 | MW
0 | 0 | System | Generator | Build Wind 2030 | Build Wind | Firm Capacity | 1 | 2035-10-01 | 0 | MW
Build Wind 2030_Firm Capacity2036 | Build Wind_Firm Capacity2036 | System | Generator | Build Wind 2030 | Build Wind | Firm Capacity | 1 | 2036-01-01 | 0 | MW
0 | 0 | System | Generator | Build Wind 2030 | Build Wind | Firm Capacity | 1 | 2036-04-01 | 0 | MW
0 | 0 | System | Generator | Build Wind 2030 | Build Wind | Firm Capacity | 1 | 2036-07-01 | 0 | MW
0 | 0 | System | Generator | Build Wind 2030 | Build Wind | Firm Capacity | 1 | 2036-10-01 | 0 | MW
Build Wind 2030_Firm Capacity2037 | Build Wind_Firm Capacity2037 | System | Generator | Build Wind 2030 | Build Wind | Firm Capacity | 1 | 2037-01-01 | 0 | MW
0 | 0 | System | Generator | Build Wind 2030 | Build Wind | Firm Capacity | 1 | 2037-04-01 | 0 | MW
0 | 0 | System | Generator | Build Wind 2030 | Build Wind | Firm Capacity | 1 | 2037-07-01 | 0 | MW
0 | 0 | System | Generator | Build Wind 2030 | Build Wind | Firm Capacity | 1 | 2037-10-01 | 0 | MW
Build Wind 2030_Firm Capacity2038 | Build Wind_Firm Capacity2038 | System | Generator | Build Wind 2030 | Build Wind | Firm Capacity | 1 | 2038-01-01 | 0 | MW
0 | 0 | System | Generator | Build Wind 2030 | Build Wind | Firm Capacity | 1 | 2038-04-01 | 0 | MW
0 | 0 | System | Generator | Build Wind 2030 | Build Wind | Firm Capacity | 1 | 2038-07-01 | 0 | MW
0 | 0 | System | Generator | Build Wind 2030 | Build Wind | Firm Capacity | 1 | 2038-10-01 | 0 | MW
Build Wind 2030_Firm Capacity2039 | Build Wind_Firm Capacity2039 | System | Generator | Build Wind 2030 | Build Wind | Firm Capacity | 1 | 2039-01-01 | 0 | MW
0 | 0 | System | Generator | Build Wind 2030 | Build Wind | Firm Capacity | 1 | 2039-04-01 | 0 | MW
0 | 0 | System | Generator | Build Wind 2030 | Build Wind | Firm Capacity | 1 | 2039-07-01 | 0 | MW
0 | 0 | System | Generator | Build Wind 2030 | Build Wind | Firm Capacity | 1 | 2039-10-01 | 0 | MW
Build Wind 2030_Firm Capacity2040 | Build Wind_Firm Capacity2040 | System | Generator | Build Wind 2030 | Build Wind | Firm Capacity | 1 | 2040-01-01 | 0 | MW
0 | 0 | System | Generator | Build Wind 2030 | Build Wind | Firm Capacity | 1 | 2040-04-01 | 0 | MW
0 | 0 | System | Generator | Build Wind 2030 | Build Wind | Firm Capacity | 1 | 2040-07-01 | 0 | MW
0 | 0 | System | Generator | Build Wind 2030 | Build Wind | Firm Capacity | 1 | 2040-10-01 | 0 | MW
Build Wind 2030_Firm Capacity2041 | Build Wind_Firm Capacity2041 | System | Generator | Build Wind 2030 | Build Wind | Firm Capacity | 1 | 2041-01-01 | 0 | MW
0 | 0 | System | Generator | Build Wind 2030 | Build Wind | Firm Capacity | 1 | 2041-04-01 | 0 | MW
0 | 0 | System | Generator | Build Wind 2030 | Build Wind | Firm Capacity | 1 | 2041-07-01 | 0 | MW
0 | 0 | System | Generator | Build Wind 2030 | Build Wind | Firm Capacity | 1 | 2041-10-01 | 0 | MW
Build Wind 2030_Firm Capacity2042 | Build Wind_Firm Capacity2042 | System | Generator | Build Wind 2030 | Build Wind | Firm Capacity | 1 | 2042-01-01 | 0 | MW
0 | 0 | System | Generator | Build Wind 2030 | Build Wind | Firm Capacity | 1 | 2042-04-01 | 0 | MW
0 | 0 | System | Generator | Build Wind 2030 | Build Wind | Firm Capacity | 1 | 2042-07-01 | 0 | MW
0 | 0 | System | Generator | Build Wind 2030 | Build Wind | Firm Capacity | 1 | 2042-10-01 | 0 | MW
Build Wind 2030_Firm Capacity2043 | Build Wind_Firm Capacity2043 | System | Generator | Build Wind 2030 | Build Wind | Firm Capacity | 1 | 2043-01-01 | 0 | MW
0 | 0 | System | Generator | Build Wind 2030 | Build Wind | Firm Capacity | 1 | 2043-04-01 | 0 | MW
0 | 0 | System | Generator | Build Wind 2030 | Build Wind | Firm Capacity | 1 | 2043-07-01 | 0 | MW
0 | 0 | System | Generator | Build Wind 2030 | Build Wind | Firm Capacity | 1 | 2043-10-01 | 0 | MW
Build Wind 2031_Firm Capacity2024 | Build Wind_Firm Capacity2024 | System | Generator | Build Wind 2031 | Build Wind | Firm Capacity | 1 | 2024-01-01 | 0 | MW
0 | 0 | System | Generator | Build Wind 2031 | Build Wind | Firm Capacity | 1 | 2024-04-01 | 0 | MW
0 | 0 | System | Generator | Build Wind 2031 | Build Wind | Firm Capacity | 1 | 2024-07-01 | 0 | MW
0 | 0 | System | Generator | Build Wind 2031 | Build Wind | Firm Capacity | 1 | 2024-10-01 | 0 | MW
Build Wind 2031_Firm Capacity2025 | Build Wind_Firm Capacity2025 | System | Generator | Build Wind 2031 | Build Wind | Firm Capacity | 1 | 2025-01-01 | 0 | MW
0 | 0 | System | Generator | Build Wind 2031 | Build Wind | Firm Capacity | 1 | 2025-04-01 | 0 | MW
0 | 0 | System | Generator | Build Wind 2031 | Build Wind | Firm Capacity | 1 | 2025-07-01 | 0 | MW
0 | 0 | System | Generator | Build Wind 2031 | Build Wind | Firm Capacity | 1 | 2025-10-01 | 0 | MW
Build Wind 2031_Firm Capacity2026 | Build Wind_Firm Capacity2026 | System | Generator | Build Wind 2031 | Build Wind | Firm Capacity | 1 | 2026-01-01 | 0 | MW
0 | 0 | System | Generator | Build Wind 2031 | Build Wind | Firm Capacity | 1 | 2026-04-01 | 0 | MW
0 | 0 | System | Generator | Build Wind 2031 | Build Wind | Firm Capacity | 1 | 2026-07-01 | 0 | MW
0 | 0 | System | Generator | Build Wind 2031 | Build Wind | Firm Capacity | 1 | 2026-10-01 | 0 | MW
Build Wind 2031_Firm Capacity2027 | Build Wind_Firm Capacity2027 | System | Generator | Build Wind 2031 | Build Wind | Firm Capacity | 1 | 2027-01-01 | 0 | MW
0 | 0 | System | Generator | Build Wind 2031 | Build Wind | Firm Capacity | 1 | 2027-04-01 | 0 | MW
0 | 0 | System | Generator | Build Wind 2031 | Build Wind | Firm Capacity | 1 | 2027-07-01 | 0 | MW
0 | 0 | System | Generator | Build Wind 2031 | Build Wind | Firm Capacity | 1 | 2027-10-01 | 0 | MW
Build Wind 2031_Firm Capacity2028 | Build Wind_Firm Capacity2028 | System | Generator | Build Wind 2031 | Build Wind | Firm Capacity | 1 | 2028-01-01 | 0 | MW
0 | 0 | System | Generator | Build Wind 2031 | Build Wind | Firm Capacity | 1 | 2028-04-01 | 0 | MW
0 | 0 | System | Generator | Build Wind 2031 | Build Wind | Firm Capacity | 1 | 2028-07-01 | 0 | MW
0 | 0 | System | Generator | Build Wind 2031 | Build Wind | Firm Capacity | 1 | 2028-10-01 | 0 | MW
Build Wind 2031_Firm Capacity2029 | Build Wind_Firm Capacity2029 | System | Generator | Build Wind 2031 | Build Wind | Firm Capacity | 1 | 2029-01-01 | 0 | MW
0 | 0 | System | Generator | Build Wind 2031 | Build Wind | Firm Capacity | 1 | 2029-04-01 | 0 | MW
0 | 0 | System | Generator | Build Wind 2031 | Build Wind | Firm Capacity | 1 | 2029-07-01 | 0 | MW
0 | 0 | System | Generator | Build Wind 2031 | Build Wind | Firm Capacity | 1 | 2029-10-01 | 0 | MW
Build Wind 2031_Firm Capacity2030 | Build Wind_Firm Capacity2030 | System | Generator | Build Wind 2031 | Build Wind | Firm Capacity | 1 | 2030-01-01 | 0 | MW
0 | 0 | System | Generator | Build Wind 2031 | Build Wind | Firm Capacity | 1 | 2030-04-01 | 0 | MW
0 | 0 | System | Generator | Build Wind 2031 | Build Wind | Firm Capacity | 1 | 2030-07-01 | 0 | MW
0 | 0 | System | Generator | Build Wind 2031 | Build Wind | Firm Capacity | 1 | 2030-10-01 | 0 | MW
Build Wind 2031_Firm Capacity2031 | Build Wind_Firm Capacity2031 | System | Generator | Build Wind 2031 | Build Wind | Firm Capacity | 1 | 2031-01-01 | 0 | MW
0 | 0 | System | Generator | Build Wind 2031 | Build Wind | Firm Capacity | 1 | 2031-04-01 | 21.3 | MW
0 | 0 | System | Generator | Build Wind 2031 | Build Wind | Firm Capacity | 1 | 2031-07-01 | 21.3 | MW
0 | 0 | System | Generator | Build Wind 2031 | Build Wind | Firm Capacity | 1 | 2031-10-01 | 21.3 | MW
Build Wind 2031_Firm Capacity2032 | Build Wind_Firm Capacity2032 | System | Generator | Build Wind 2031 | Build Wind | Firm Capacity | 1 | 2032-01-01 | 21.3 | MW
0 | 0 | System | Generator | Build Wind 2031 | Build Wind | Firm Capacity | 1 | 2032-04-01 | 21 | MW
0 | 0 | System | Generator | Build Wind 2031 | Build Wind | Firm Capacity | 1 | 2032-07-01 | 21 | MW
0 | 0 | System | Generator | Build Wind 2031 | Build Wind | Firm Capacity | 1 | 2032-10-01 | 21 | MW
Build Wind 2031_Firm Capacity2033 | Build Wind_Firm Capacity2033 | System | Generator | Build Wind 2031 | Build Wind | Firm Capacity | 1 | 2033-01-01 | 21 | MW
0 | 0 | System | Generator | Build Wind 2031 | Build Wind | Firm Capacity | 1 | 2033-04-01 | 20.85 | MW
0 | 0 | System | Generator | Build Wind 2031 | Build Wind | Firm Capacity | 1 | 2033-07-01 | 20.85 | MW
0 | 0 | System | Generator | Build Wind 2031 | Build Wind | Firm Capacity | 1 | 2033-10-01 | 20.85 | MW
Build Wind 2031_Firm Capacity2034 | Build Wind_Firm Capacity2034 | System | Generator | Build Wind 2031 | Build Wind | Firm Capacity | 1 | 2034-01-01 | 20.85 | MW
0 | 0 | System | Generator | Build Wind 2031 | Build Wind | Firm Capacity | 1 | 2034-04-01 | 20.7 | MW
0 | 0 | System | Generator | Build Wind 2031 | Build Wind | Firm Capacity | 1 | 2034-07-01 | 20.7 | MW
0 | 0 | System | Generator | Build Wind 2031 | Build Wind | Firm Capacity | 1 | 2034-10-01 | 20.7 | MW
Build Wind 2031_Firm Capacity2035 | Build Wind_Firm Capacity2035 | System | Generator | Build Wind 2031 | Build Wind | Firm Capacity | 1 | 2035-01-01 | 20.7 | MW
0 | 0 | System | Generator | Build Wind 2031 | Build Wind | Firm Capacity | 1 | 2035-04-01 | 20.55 | MW
0 | 0 | System | Generator | Build Wind 2031 | Build Wind | Firm Capacity | 1 | 2035-07-01 | 20.55 | MW
0 | 0 | System | Generator | Build Wind 2031 | Build Wind | Firm Capacity | 1 | 2035-10-01 | 20.55 | MW
Build Wind 2031_Firm Capacity2036 | Build Wind_Firm Capacity2036 | System | Generator | Build Wind 2031 | Build Wind | Firm Capacity | 1 | 2036-01-01 | 20.55 | MW
0 | 0 | System | Generator | Build Wind 2031 | Build Wind | Firm Capacity | 1 | 2036-04-01 | 20.4 | MW
0 | 0 | System | Generator | Build Wind 2031 | Build Wind | Firm Capacity | 1 | 2036-07-01 | 20.4 | MW
0 | 0 | System | Generator | Build Wind 2031 | Build Wind | Firm Capacity | 1 | 2036-10-01 | 20.4 | MW
Build Wind 2031_Firm Capacity2037 | Build Wind_Firm Capacity2037 | System | Generator | Build Wind 2031 | Build Wind | Firm Capacity | 1 | 2037-01-01 | 20.4 | MW
0 | 0 | System | Generator | Build Wind 2031 | Build Wind | Firm Capacity | 1 | 2037-04-01 | 20.25 | MW
0 | 0 | System | Generator | Build Wind 2031 | Build Wind | Firm Capacity | 1 | 2037-07-01 | 20.25 | MW
0 | 0 | System | Generator | Build Wind 2031 | Build Wind | Firm Capacity | 1 | 2037-10-01 | 20.25 | MW
Build Wind 2031_Firm Capacity2038 | Build Wind_Firm Capacity2038 | System | Generator | Build Wind 2031 | Build Wind | Firm Capacity | 1 | 2038-01-01 | 20.25 | MW
0 | 0 | System | Generator | Build Wind 2031 | Build Wind | Firm Capacity | 1 | 2038-04-01 | 20.1 | MW
0 | 0 | System | Generator | Build Wind 2031 | Build Wind | Firm Capacity | 1 | 2038-07-01 | 20.1 | MW
0 | 0 | System | Generator | Build Wind 2031 | Build Wind | Firm Capacity | 1 | 2038-10-01 | 20.1 | MW
Build Wind 2031_Firm Capacity2039 | Build Wind_Firm Capacity2039 | System | Generator | Build Wind 2031 | Build Wind | Firm Capacity | 1 | 2039-01-01 | 20.1 | MW
0 | 0 | System | Generator | Build Wind 2031 | Build Wind | Firm Capacity | 1 | 2039-04-01 | 19.95 | MW
0 | 0 | System | Generator | Build Wind 2031 | Build Wind | Firm Capacity | 1 | 2039-07-01 | 19.95 | MW
0 | 0 | System | Generator | Build Wind 2031 | Build Wind | Firm Capacity | 1 | 2039-10-01 | 19.95 | MW
Build Wind 2031_Firm Capacity2040 | Build Wind_Firm Capacity2040 | System | Generator | Build Wind 2031 | Build Wind | Firm Capacity | 1 | 2040-01-01 | 19.95 | MW
0 | 0 | System | Generator | Build Wind 2031 | Build Wind | Firm Capacity | 1 | 2040-04-01 | 19.8 | MW
0 | 0 | System | Generator | Build Wind 2031 | Build Wind | Firm Capacity | 1 | 2040-07-01 | 19.8 | MW
0 | 0 | System | Generator | Build Wind 2031 | Build Wind | Firm Capacity | 1 | 2040-10-01 | 19.8 | MW
Build Wind 2031_Firm Capacity2041 | Build Wind_Firm Capacity2041 | System | Generator | Build Wind 2031 | Build Wind | Firm Capacity | 1 | 2041-01-01 | 19.8 | MW
0 | 0 | System | Generator | Build Wind 2031 | Build Wind | Firm Capacity | 1 | 2041-04-01 | 19.65 | MW
0 | 0 | System | Generator | Build Wind 2031 | Build Wind | Firm Capacity | 1 | 2041-07-01 | 19.65 | MW
0 | 0 | System | Generator | Build Wind 2031 | Build Wind | Firm Capacity | 1 | 2041-10-01 | 19.65 | MW
Build Wind 2031_Firm Capacity2042 | Build Wind_Firm Capacity2042 | System | Generator | Build Wind 2031 | Build Wind | Firm Capacity | 1 | 2042-01-01 | 19.65 | MW
0 | 0 | System | Generator | Build Wind 2031 | Build Wind | Firm Capacity | 1 | 2042-04-01 | 19.5 | MW
0 | 0 | System | Generator | Build Wind 2031 | Build Wind | Firm Capacity | 1 | 2042-07-01 | 19.5 | MW
0 | 0 | System | Generator | Build Wind 2031 | Build Wind | Firm Capacity | 1 | 2042-10-01 | 19.5 | MW
Build Wind 2031_Firm Capacity2043 | Build Wind_Firm Capacity2043 | System | Generator | Build Wind 2031 | Build Wind | Firm Capacity | 1 | 2043-01-01 | 19.5 | MW
0 | 0 | System | Generator | Build Wind 2031 | Build Wind | Firm Capacity | 1 | 2043-04-01 | 19.35 | MW
0 | 0 | System | Generator | Build Wind 2031 | Build Wind | Firm Capacity | 1 | 2043-07-01 | 19.35 | MW
0 | 0 | System | Generator | Build Wind 2031 | Build Wind | Firm Capacity | 1 | 2043-10-01 | 19.35 | MW
Build Wind 2032_Firm Capacity2024 | Build Wind_Firm Capacity2024 | System | Generator | Build Wind 2032 | Build Wind | Firm Capacity | 1 | 2024-01-01 | 0 | MW
0 | 0 | System | Generator | Build Wind 2032 | Build Wind | Firm Capacity | 1 | 2024-04-01 | 0 | MW
0 | 0 | System | Generator | Build Wind 2032 | Build Wind | Firm Capacity | 1 | 2024-07-01 | 0 | MW
0 | 0 | System | Generator | Build Wind 2032 | Build Wind | Firm Capacity | 1 | 2024-10-01 | 0 | MW
Build Wind 2032_Firm Capacity2025 | Build Wind_Firm Capacity2025 | System | Generator | Build Wind 2032 | Build Wind | Firm Capacity | 1 | 2025-01-01 | 0 | MW
0 | 0 | System | Generator | Build Wind 2032 | Build Wind | Firm Capacity | 1 | 2025-04-01 | 0 | MW
0 | 0 | System | Generator | Build Wind 2032 | Build Wind | Firm Capacity | 1 | 2025-07-01 | 0 | MW
0 | 0 | System | Generator | Build Wind 2032 | Build Wind | Firm Capacity | 1 | 2025-10-01 | 0 | MW
Build Wind 2032_Firm Capacity2026 | Build Wind_Firm Capacity2026 | System | Generator | Build Wind 2032 | Build Wind | Firm Capacity | 1 | 2026-01-01 | 0 | MW
0 | 0 | System | Generator | Build Wind 2032 | Build Wind | Firm Capacity | 1 | 2026-04-01 | 0 | MW
0 | 0 | System | Generator | Build Wind 2032 | Build Wind | Firm Capacity | 1 | 2026-07-01 | 0 | MW
0 | 0 | System | Generator | Build Wind 2032 | Build Wind | Firm Capacity | 1 | 2026-10-01 | 0 | MW
Build Wind 2032_Firm Capacity2027 | Build Wind_Firm Capacity2027 | System | Generator | Build Wind 2032 | Build Wind | Firm Capacity | 1 | 2027-01-01 | 0 | MW
0 | 0 | System | Generator | Build Wind 2032 | Build Wind | Firm Capacity | 1 | 2027-04-01 | 0 | MW
0 | 0 | System | Generator | Build Wind 2032 | Build Wind | Firm Capacity | 1 | 2027-07-01 | 0 | MW
0 | 0 | System | Generator | Build Wind 2032 | Build Wind | Firm Capacity | 1 | 2027-10-01 | 0 | MW
Build Wind 2032_Firm Capacity2028 | Build Wind_Firm Capacity2028 | System | Generator | Build Wind 2032 | Build Wind | Firm Capacity | 1 | 2028-01-01 | 0 | MW
0 | 0 | System | Generator | Build Wind 2032 | Build Wind | Firm Capacity | 1 | 2028-04-01 | 0 | MW
0 | 0 | System | Generator | Build Wind 2032 | Build Wind | Firm Capacity | 1 | 2028-07-01 | 0 | MW
0 | 0 | System | Generator | Build Wind 2032 | Build Wind | Firm Capacity | 1 | 2028-10-01 | 0 | MW
Build Wind 2032_Firm Capacity2029 | Build Wind_Firm Capacity2029 | System | Generator | Build Wind 2032 | Build Wind | Firm Capacity | 1 | 2029-01-01 | 0 | MW
0 | 0 | System | Generator | Build Wind 2032 | Build Wind | Firm Capacity | 1 | 2029-04-01 | 0 | MW
0 | 0 | System | Generator | Build Wind 2032 | Build Wind | Firm Capacity | 1 | 2029-07-01 | 0 | MW
0 | 0 | System | Generator | Build Wind 2032 | Build Wind | Firm Capacity | 1 | 2029-10-01 | 0 | MW
Build Wind 2032_Firm Capacity2030 | Build Wind_Firm Capacity2030 | System | Generator | Build Wind 2032 | Build Wind | Firm Capacity | 1 | 2030-01-01 | 0 | MW
0 | 0 | System | Generator | Build Wind 2032 | Build Wind | Firm Capacity | 1 | 2030-04-01 | 0 | MW
0 | 0 | System | Generator | Build Wind 2032 | Build Wind | Firm Capacity | 1 | 2030-07-01 | 0 | MW
0 | 0 | System | Generator | Build Wind 2032 | Build Wind | Firm Capacity | 1 | 2030-10-01 | 0 | MW
Build Wind 2032_Firm Capacity2031 | Build Wind_Firm Capacity2031 | System | Generator | Build Wind 2032 | Build Wind | Firm Capacity | 1 | 2031-01-01 | 0 | MW
0 | 0 | System | Generator | Build Wind 2032 | Build Wind | Firm Capacity | 1 | 2031-04-01 | 0 | MW
0 | 0 | System | Generator | Build Wind 2032 | Build Wind | Firm Capacity | 1 | 2031-07-01 | 0 | MW
0 | 0 | System | Generator | Build Wind 2032 | Build Wind | Firm Capacity | 1 | 2031-10-01 | 0 | MW
Build Wind 2032_Firm Capacity2032 | Build Wind_Firm Capacity2032 | System | Generator | Build Wind 2032 | Build Wind | Firm Capacity | 1 | 2032-01-01 | 0 | MW
0 | 0 | System | Generator | Build Wind 2032 | Build Wind | Firm Capacity | 1 | 2032-04-01 | 21 | MW
0 | 0 | System | Generator | Build Wind 2032 | Build Wind | Firm Capacity | 1 | 2032-07-01 | 21 | MW
0 | 0 | System | Generator | Build Wind 2032 | Build Wind | Firm Capacity | 1 | 2032-10-01 | 21 | MW
Build Wind 2032_Firm Capacity2033 | Build Wind_Firm Capacity2033 | System | Generator | Build Wind 2032 | Build Wind | Firm Capacity | 1 | 2033-01-01 | 21 | MW
0 | 0 | System | Generator | Build Wind 2032 | Build Wind | Firm Capacity | 1 | 2033-04-01 | 20.85 | MW
0 | 0 | System | Generator | Build Wind 2032 | Build Wind | Firm Capacity | 1 | 2033-07-01 | 20.85 | MW
0 | 0 | System | Generator | Build Wind 2032 | Build Wind | Firm Capacity | 1 | 2033-10-01 | 20.85 | MW
Build Wind 2032_Firm Capacity2034 | Build Wind_Firm Capacity2034 | System | Generator | Build Wind 2032 | Build Wind | Firm Capacity | 1 | 2034-01-01 | 20.85 | MW
0 | 0 | System | Generator | Build Wind 2032 | Build Wind | Firm Capacity | 1 | 2034-04-01 | 20.7 | MW
0 | 0 | System | Generator | Build Wind 2032 | Build Wind | Firm Capacity | 1 | 2034-07-01 | 20.7 | MW
0 | 0 | System | Generator | Build Wind 2032 | Build Wind | Firm Capacity | 1 | 2034-10-01 | 20.7 | MW
Build Wind 2032_Firm Capacity2035 | Build Wind_Firm Capacity2035 | System | Generator | Build Wind 2032 | Build Wind | Firm Capacity | 1 | 2035-01-01 | 20.7 | MW
0 | 0 | System | Generator | Build Wind 2032 | Build Wind | Firm Capacity | 1 | 2035-04-01 | 20.55 | MW
0 | 0 | System | Generator | Build Wind 2032 | Build Wind | Firm Capacity | 1 | 2035-07-01 | 20.55 | MW
0 | 0 | System | Generator | Build Wind 2032 | Build Wind | Firm Capacity | 1 | 2035-10-01 | 20.55 | MW
Build Wind 2032_Firm Capacity2036 | Build Wind_Firm Capacity2036 | System | Generator | Build Wind 2032 | Build Wind | Firm Capacity | 1 | 2036-01-01 | 20.55 | MW
0 | 0 | System | Generator | Build Wind 2032 | Build Wind | Firm Capacity | 1 | 2036-04-01 | 20.4 | MW
0 | 0 | System | Generator | Build Wind 2032 | Build Wind | Firm Capacity | 1 | 2036-07-01 | 20.4 | MW
0 | 0 | System | Generator | Build Wind 2032 | Build Wind | Firm Capacity | 1 | 2036-10-01 | 20.4 | MW
Build Wind 2032_Firm Capacity2037 | Build Wind_Firm Capacity2037 | System | Generator | Build Wind 2032 | Build Wind | Firm Capacity | 1 | 2037-01-01 | 20.4 | MW
0 | 0 | System | Generator | Build Wind 2032 | Build Wind | Firm Capacity | 1 | 2037-04-01 | 20.25 | MW
0 | 0 | System | Generator | Build Wind 2032 | Build Wind | Firm Capacity | 1 | 2037-07-01 | 20.25 | MW
0 | 0 | System | Generator | Build Wind 2032 | Build Wind | Firm Capacity | 1 | 2037-10-01 | 20.25 | MW
Build Wind 2032_Firm Capacity2038 | Build Wind_Firm Capacity2038 | System | Generator | Build Wind 2032 | Build Wind | Firm Capacity | 1 | 2038-01-01 | 20.25 | MW
0 | 0 | System | Generator | Build Wind 2032 | Build Wind | Firm Capacity | 1 | 2038-04-01 | 20.1 | MW
0 | 0 | System | Generator | Build Wind 2032 | Build Wind | Firm Capacity | 1 | 2038-07-01 | 20.1 | MW
0 | 0 | System | Generator | Build Wind 2032 | Build Wind | Firm Capacity | 1 | 2038-10-01 | 20.1 | MW
Build Wind 2032_Firm Capacity2039 | Build Wind_Firm Capacity2039 | System | Generator | Build Wind 2032 | Build Wind | Firm Capacity | 1 | 2039-01-01 | 20.1 | MW
0 | 0 | System | Generator | Build Wind 2032 | Build Wind | Firm Capacity | 1 | 2039-04-01 | 19.95 | MW
0 | 0 | System | Generator | Build Wind 2032 | Build Wind | Firm Capacity | 1 | 2039-07-01 | 19.95 | MW
0 | 0 | System | Generator | Build Wind 2032 | Build Wind | Firm Capacity | 1 | 2039-10-01 | 19.95 | MW
Build Wind 2032_Firm Capacity2040 | Build Wind_Firm Capacity2040 | System | Generator | Build Wind 2032 | Build Wind | Firm Capacity | 1 | 2040-01-01 | 19.95 | MW
0 | 0 | System | Generator | Build Wind 2032 | Build Wind | Firm Capacity | 1 | 2040-04-01 | 19.8 | MW
0 | 0 | System | Generator | Build Wind 2032 | Build Wind | Firm Capacity | 1 | 2040-07-01 | 19.8 | MW
0 | 0 | System | Generator | Build Wind 2032 | Build Wind | Firm Capacity | 1 | 2040-10-01 | 19.8 | MW
Build Wind 2032_Firm Capacity2041 | Build Wind_Firm Capacity2041 | System | Generator | Build Wind 2032 | Build Wind | Firm Capacity | 1 | 2041-01-01 | 19.8 | MW
0 | 0 | System | Generator | Build Wind 2032 | Build Wind | Firm Capacity | 1 | 2041-04-01 | 19.65 | MW
0 | 0 | System | Generator | Build Wind 2032 | Build Wind | Firm Capacity | 1 | 2041-07-01 | 19.65 | MW
0 | 0 | System | Generator | Build Wind 2032 | Build Wind | Firm Capacity | 1 | 2041-10-01 | 19.65 | MW
Build Wind 2032_Firm Capacity2042 | Build Wind_Firm Capacity2042 | System | Generator | Build Wind 2032 | Build Wind | Firm Capacity | 1 | 2042-01-01 | 19.65 | MW
0 | 0 | System | Generator | Build Wind 2032 | Build Wind | Firm Capacity | 1 | 2042-04-01 | 19.5 | MW
0 | 0 | System | Generator | Build Wind 2032 | Build Wind | Firm Capacity | 1 | 2042-07-01 | 19.5 | MW
0 | 0 | System | Generator | Build Wind 2032 | Build Wind | Firm Capacity | 1 | 2042-10-01 | 19.5 | MW
Build Wind 2032_Firm Capacity2043 | Build Wind_Firm Capacity2043 | System | Generator | Build Wind 2032 | Build Wind | Firm Capacity | 1 | 2043-01-01 | 19.5 | MW
0 | 0 | System | Generator | Build Wind 2032 | Build Wind | Firm Capacity | 1 | 2043-04-01 | 19.35 | MW
0 | 0 | System | Generator | Build Wind 2032 | Build Wind | Firm Capacity | 1 | 2043-07-01 | 19.35 | MW
0 | 0 | System | Generator | Build Wind 2032 | Build Wind | Firm Capacity | 1 | 2043-10-01 | 19.35 | MW
Build Wind 2033_Firm Capacity2024 | Build Wind_Firm Capacity2024 | System | Generator | Build Wind 2033 | Build Wind | Firm Capacity | 1 | 2024-01-01 | 0 | MW
0 | 0 | System | Generator | Build Wind 2033 | Build Wind | Firm Capacity | 1 | 2024-04-01 | 0 | MW
0 | 0 | System | Generator | Build Wind 2033 | Build Wind | Firm Capacity | 1 | 2024-07-01 | 0 | MW
0 | 0 | System | Generator | Build Wind 2033 | Build Wind | Firm Capacity | 1 | 2024-10-01 | 0 | MW
Build Wind 2033_Firm Capacity2025 | Build Wind_Firm Capacity2025 | System | Generator | Build Wind 2033 | Build Wind | Firm Capacity | 1 | 2025-01-01 | 0 | MW
0 | 0 | System | Generator | Build Wind 2033 | Build Wind | Firm Capacity | 1 | 2025-04-01 | 0 | MW
0 | 0 | System | Generator | Build Wind 2033 | Build Wind | Firm Capacity | 1 | 2025-07-01 | 0 | MW
0 | 0 | System | Generator | Build Wind 2033 | Build Wind | Firm Capacity | 1 | 2025-10-01 | 0 | MW
Build Wind 2033_Firm Capacity2026 | Build Wind_Firm Capacity2026 | System | Generator | Build Wind 2033 | Build Wind | Firm Capacity | 1 | 2026-01-01 | 0 | MW
0 | 0 | System | Generator | Build Wind 2033 | Build Wind | Firm Capacity | 1 | 2026-04-01 | 0 | MW
0 | 0 | System | Generator | Build Wind 2033 | Build Wind | Firm Capacity | 1 | 2026-07-01 | 0 | MW
0 | 0 | System | Generator | Build Wind 2033 | Build Wind | Firm Capacity | 1 | 2026-10-01 | 0 | MW
Build Wind 2033_Firm Capacity2027 | Build Wind_Firm Capacity2027 | System | Generator | Build Wind 2033 | Build Wind | Firm Capacity | 1 | 2027-01-01 | 0 | MW
0 | 0 | System | Generator | Build Wind 2033 | Build Wind | Firm Capacity | 1 | 2027-04-01 | 0 | MW
0 | 0 | System | Generator | Build Wind 2033 | Build Wind | Firm Capacity | 1 | 2027-07-01 | 0 | MW
0 | 0 | System | Generator | Build Wind 2033 | Build Wind | Firm Capacity | 1 | 2027-10-01 | 0 | MW
Build Wind 2033_Firm Capacity2028 | Build Wind_Firm Capacity2028 | System | Generator | Build Wind 2033 | Build Wind | Firm Capacity | 1 | 2028-01-01 | 0 | MW
0 | 0 | System | Generator | Build Wind 2033 | Build Wind | Firm Capacity | 1 | 2028-04-01 | 0 | MW
0 | 0 | System | Generator | Build Wind 2033 | Build Wind | Firm Capacity | 1 | 2028-07-01 | 0 | MW
0 | 0 | System | Generator | Build Wind 2033 | Build Wind | Firm Capacity | 1 | 2028-10-01 | 0 | MW
Build Wind 2033_Firm Capacity2029 | Build Wind_Firm Capacity2029 | System | Generator | Build Wind 2033 | Build Wind | Firm Capacity | 1 | 2029-01-01 | 0 | MW
0 | 0 | System | Generator | Build Wind 2033 | Build Wind | Firm Capacity | 1 | 2029-04-01 | 0 | MW
0 | 0 | System | Generator | Build Wind 2033 | Build Wind | Firm Capacity | 1 | 2029-07-01 | 0 | MW
0 | 0 | System | Generator | Build Wind 2033 | Build Wind | Firm Capacity | 1 | 2029-10-01 | 0 | MW
Build Wind 2033_Firm Capacity2030 | Build Wind_Firm Capacity2030 | System | Generator | Build Wind 2033 | Build Wind | Firm Capacity | 1 | 2030-01-01 | 0 | MW
0 | 0 | System | Generator | Build Wind 2033 | Build Wind | Firm Capacity | 1 | 2030-04-01 | 0 | MW
0 | 0 | System | Generator | Build Wind 2033 | Build Wind | Firm Capacity | 1 | 2030-07-01 | 0 | MW
0 | 0 | System | Generator | Build Wind 2033 | Build Wind | Firm Capacity | 1 | 2030-10-01 | 0 | MW
Build Wind 2033_Firm Capacity2031 | Build Wind_Firm Capacity2031 | System | Generator | Build Wind 2033 | Build Wind | Firm Capacity | 1 | 2031-01-01 | 0 | MW
0 | 0 | System | Generator | Build Wind 2033 | Build Wind | Firm Capacity | 1 | 2031-04-01 | 0 | MW
0 | 0 | System | Generator | Build Wind 2033 | Build Wind | Firm Capacity | 1 | 2031-07-01 | 0 | MW
0 | 0 | System | Generator | Build Wind 2033 | Build Wind | Firm Capacity | 1 | 2031-10-01 | 0 | MW
Build Wind 2033_Firm Capacity2032 | Build Wind_Firm Capacity2032 | System | Generator | Build Wind 2033 | Build Wind | Firm Capacity | 1 | 2032-01-01 | 0 | MW
0 | 0 | System | Generator | Build Wind 2033 | Build Wind | Firm Capacity | 1 | 2032-04-01 | 0 | MW
0 | 0 | System | Generator | Build Wind 2033 | Build Wind | Firm Capacity | 1 | 2032-07-01 | 0 | MW
0 | 0 | System | Generator | Build Wind 2033 | Build Wind | Firm Capacity | 1 | 2032-10-01 | 0 | MW
Build Wind 2033_Firm Capacity2033 | Build Wind_Firm Capacity2033 | System | Generator | Build Wind 2033 | Build Wind | Firm Capacity | 1 | 2033-01-01 | 0 | MW
0 | 0 | System | Generator | Build Wind 2033 | Build Wind | Firm Capacity | 1 | 2033-04-01 | 20.85 | MW
0 | 0 | System | Generator | Build Wind 2033 | Build Wind | Firm Capacity | 1 | 2033-07-01 | 20.85 | MW
0 | 0 | System | Generator | Build Wind 2033 | Build Wind | Firm Capacity | 1 | 2033-10-01 | 20.85 | MW
Build Wind 2033_Firm Capacity2034 | Build Wind_Firm Capacity2034 | System | Generator | Build Wind 2033 | Build Wind | Firm Capacity | 1 | 2034-01-01 | 20.85 | MW
0 | 0 | System | Generator | Build Wind 2033 | Build Wind | Firm Capacity | 1 | 2034-04-01 | 20.7 | MW
0 | 0 | System | Generator | Build Wind 2033 | Build Wind | Firm Capacity | 1 | 2034-07-01 | 20.7 | MW
0 | 0 | System | Generator | Build Wind 2033 | Build Wind | Firm Capacity | 1 | 2034-10-01 | 20.7 | MW
Build Wind 2033_Firm Capacity2035 | Build Wind_Firm Capacity2035 | System | Generator | Build Wind 2033 | Build Wind | Firm Capacity | 1 | 2035-01-01 | 20.7 | MW
0 | 0 | System | Generator | Build Wind 2033 | Build Wind | Firm Capacity | 1 | 2035-04-01 | 20.55 | MW
0 | 0 | System | Generator | Build Wind 2033 | Build Wind | Firm Capacity | 1 | 2035-07-01 | 20.55 | MW
0 | 0 | System | Generator | Build Wind 2033 | Build Wind | Firm Capacity | 1 | 2035-10-01 | 20.55 | MW
Build Wind 2033_Firm Capacity2036 | Build Wind_Firm Capacity2036 | System | Generator | Build Wind 2033 | Build Wind | Firm Capacity | 1 | 2036-01-01 | 20.55 | MW
0 | 0 | System | Generator | Build Wind 2033 | Build Wind | Firm Capacity | 1 | 2036-04-01 | 20.4 | MW
0 | 0 | System | Generator | Build Wind 2033 | Build Wind | Firm Capacity | 1 | 2036-07-01 | 20.4 | MW
0 | 0 | System | Generator | Build Wind 2033 | Build Wind | Firm Capacity | 1 | 2036-10-01 | 20.4 | MW
Build Wind 2033_Firm Capacity2037 | Build Wind_Firm Capacity2037 | System | Generator | Build Wind 2033 | Build Wind | Firm Capacity | 1 | 2037-01-01 | 20.4 | MW
0 | 0 | System | Generator | Build Wind 2033 | Build Wind | Firm Capacity | 1 | 2037-04-01 | 20.25 | MW
0 | 0 | System | Generator | Build Wind 2033 | Build Wind | Firm Capacity | 1 | 2037-07-01 | 20.25 | MW
0 | 0 | System | Generator | Build Wind 2033 | Build Wind | Firm Capacity | 1 | 2037-10-01 | 20.25 | MW
Build Wind 2033_Firm Capacity2038 | Build Wind_Firm Capacity2038 | System | Generator | Build Wind 2033 | Build Wind | Firm Capacity | 1 | 2038-01-01 | 20.25 | MW
0 | 0 | System | Generator | Build Wind 2033 | Build Wind | Firm Capacity | 1 | 2038-04-01 | 20.1 | MW
0 | 0 | System | Generator | Build Wind 2033 | Build Wind | Firm Capacity | 1 | 2038-07-01 | 20.1 | MW
0 | 0 | System | Generator | Build Wind 2033 | Build Wind | Firm Capacity | 1 | 2038-10-01 | 20.1 | MW
Build Wind 2033_Firm Capacity2039 | Build Wind_Firm Capacity2039 | System | Generator | Build Wind 2033 | Build Wind | Firm Capacity | 1 | 2039-01-01 | 20.1 | MW
0 | 0 | System | Generator | Build Wind 2033 | Build Wind | Firm Capacity | 1 | 2039-04-01 | 19.95 | MW
0 | 0 | System | Generator | Build Wind 2033 | Build Wind | Firm Capacity | 1 | 2039-07-01 | 19.95 | MW
0 | 0 | System | Generator | Build Wind 2033 | Build Wind | Firm Capacity | 1 | 2039-10-01 | 19.95 | MW
Build Wind 2033_Firm Capacity2040 | Build Wind_Firm Capacity2040 | System | Generator | Build Wind 2033 | Build Wind | Firm Capacity | 1 | 2040-01-01 | 19.95 | MW
0 | 0 | System | Generator | Build Wind 2033 | Build Wind | Firm Capacity | 1 | 2040-04-01 | 19.8 | MW
0 | 0 | System | Generator | Build Wind 2033 | Build Wind | Firm Capacity | 1 | 2040-07-01 | 19.8 | MW
0 | 0 | System | Generator | Build Wind 2033 | Build Wind | Firm Capacity | 1 | 2040-10-01 | 19.8 | MW
Build Wind 2033_Firm Capacity2041 | Build Wind_Firm Capacity2041 | System | Generator | Build Wind 2033 | Build Wind | Firm Capacity | 1 | 2041-01-01 | 19.8 | MW
0 | 0 | System | Generator | Build Wind 2033 | Build Wind | Firm Capacity | 1 | 2041-04-01 | 19.65 | MW
0 | 0 | System | Generator | Build Wind 2033 | Build Wind | Firm Capacity | 1 | 2041-07-01 | 19.65 | MW
0 | 0 | System | Generator | Build Wind 2033 | Build Wind | Firm Capacity | 1 | 2041-10-01 | 19.65 | MW
Build Wind 2033_Firm Capacity2042 | Build Wind_Firm Capacity2042 | System | Generator | Build Wind 2033 | Build Wind | Firm Capacity | 1 | 2042-01-01 | 19.65 | MW
0 | 0 | System | Generator | Build Wind 2033 | Build Wind | Firm Capacity | 1 | 2042-04-01 | 19.5 | MW
0 | 0 | System | Generator | Build Wind 2033 | Build Wind | Firm Capacity | 1 | 2042-07-01 | 19.5 | MW
0 | 0 | System | Generator | Build Wind 2033 | Build Wind | Firm Capacity | 1 | 2042-10-01 | 19.5 | MW
Build Wind 2033_Firm Capacity2043 | Build Wind_Firm Capacity2043 | System | Generator | Build Wind 2033 | Build Wind | Firm Capacity | 1 | 2043-01-01 | 19.5 | MW
0 | 0 | System | Generator | Build Wind 2033 | Build Wind | Firm Capacity | 1 | 2043-04-01 | 19.35 | MW
0 | 0 | System | Generator | Build Wind 2033 | Build Wind | Firm Capacity | 1 | 2043-07-01 | 19.35 | MW
0 | 0 | System | Generator | Build Wind 2033 | Build Wind | Firm Capacity | 1 | 2043-10-01 | 19.35 | MW
Build Wind 2034_Firm Capacity2024 | Build Wind_Firm Capacity2024 | System | Generator | Build Wind 2034 | Build Wind | Firm Capacity | 1 | 2024-01-01 | 0 | MW
0 | 0 | System | Generator | Build Wind 2034 | Build Wind | Firm Capacity | 1 | 2024-04-01 | 0 | MW
0 | 0 | System | Generator | Build Wind 2034 | Build Wind | Firm Capacity | 1 | 2024-07-01 | 0 | MW
0 | 0 | System | Generator | Build Wind 2034 | Build Wind | Firm Capacity | 1 | 2024-10-01 | 0 | MW
Build Wind 2034_Firm Capacity2025 | Build Wind_Firm Capacity2025 | System | Generator | Build Wind 2034 | Build Wind | Firm Capacity | 1 | 2025-01-01 | 0 | MW
0 | 0 | System | Generator | Build Wind 2034 | Build Wind | Firm Capacity | 1 | 2025-04-01 | 0 | MW
0 | 0 | System | Generator | Build Wind 2034 | Build Wind | Firm Capacity | 1 | 2025-07-01 | 0 | MW
0 | 0 | System | Generator | Build Wind 2034 | Build Wind | Firm Capacity | 1 | 2025-10-01 | 0 | MW
Build Wind 2034_Firm Capacity2026 | Build Wind_Firm Capacity2026 | System | Generator | Build Wind 2034 | Build Wind | Firm Capacity | 1 | 2026-01-01 | 0 | MW
0 | 0 | System | Generator | Build Wind 2034 | Build Wind | Firm Capacity | 1 | 2026-04-01 | 0 | MW
0 | 0 | System | Generator | Build Wind 2034 | Build Wind | Firm Capacity | 1 | 2026-07-01 | 0 | MW
0 | 0 | System | Generator | Build Wind 2034 | Build Wind | Firm Capacity | 1 | 2026-10-01 | 0 | MW
Build Wind 2034_Firm Capacity2027 | Build Wind_Firm Capacity2027 | System | Generator | Build Wind 2034 | Build Wind | Firm Capacity | 1 | 2027-01-01 | 0 | MW
0 | 0 | System | Generator | Build Wind 2034 | Build Wind | Firm Capacity | 1 | 2027-04-01 | 0 | MW
0 | 0 | System | Generator | Build Wind 2034 | Build Wind | Firm Capacity | 1 | 2027-07-01 | 0 | MW
0 | 0 | System | Generator | Build Wind 2034 | Build Wind | Firm Capacity | 1 | 2027-10-01 | 0 | MW
Build Wind 2034_Firm Capacity2028 | Build Wind_Firm Capacity2028 | System | Generator | Build Wind 2034 | Build Wind | Firm Capacity | 1 | 2028-01-01 | 0 | MW
0 | 0 | System | Generator | Build Wind 2034 | Build Wind | Firm Capacity | 1 | 2028-04-01 | 0 | MW
0 | 0 | System | Generator | Build Wind 2034 | Build Wind | Firm Capacity | 1 | 2028-07-01 | 0 | MW
0 | 0 | System | Generator | Build Wind 2034 | Build Wind | Firm Capacity | 1 | 2028-10-01 | 0 | MW
Build Wind 2034_Firm Capacity2029 | Build Wind_Firm Capacity2029 | System | Generator | Build Wind 2034 | Build Wind | Firm Capacity | 1 | 2029-01-01 | 0 | MW
0 | 0 | System | Generator | Build Wind 2034 | Build Wind | Firm Capacity | 1 | 2029-04-01 | 0 | MW
0 | 0 | System | Generator | Build Wind 2034 | Build Wind | Firm Capacity | 1 | 2029-07-01 | 0 | MW
0 | 0 | System | Generator | Build Wind 2034 | Build Wind | Firm Capacity | 1 | 2029-10-01 | 0 | MW
Build Wind 2034_Firm Capacity2030 | Build Wind_Firm Capacity2030 | System | Generator | Build Wind 2034 | Build Wind | Firm Capacity | 1 | 2030-01-01 | 0 | MW
0 | 0 | System | Generator | Build Wind 2034 | Build Wind | Firm Capacity | 1 | 2030-04-01 | 0 | MW
0 | 0 | System | Generator | Build Wind 2034 | Build Wind | Firm Capacity | 1 | 2030-07-01 | 0 | MW
0 | 0 | System | Generator | Build Wind 2034 | Build Wind | Firm Capacity | 1 | 2030-10-01 | 0 | MW
Build Wind 2034_Firm Capacity2031 | Build Wind_Firm Capacity2031 | System | Generator | Build Wind 2034 | Build Wind | Firm Capacity | 1 | 2031-01-01 | 0 | MW
0 | 0 | System | Generator | Build Wind 2034 | Build Wind | Firm Capacity | 1 | 2031-04-01 | 0 | MW
0 | 0 | System | Generator | Build Wind 2034 | Build Wind | Firm Capacity | 1 | 2031-07-01 | 0 | MW
0 | 0 | System | Generator | Build Wind 2034 | Build Wind | Firm Capacity | 1 | 2031-10-01 | 0 | MW
Build Wind 2034_Firm Capacity2032 | Build Wind_Firm Capacity2032 | System | Generator | Build Wind 2034 | Build Wind | Firm Capacity | 1 | 2032-01-01 | 0 | MW
0 | 0 | System | Generator | Build Wind 2034 | Build Wind | Firm Capacity | 1 | 2032-04-01 | 0 | MW
0 | 0 | System | Generator | Build Wind 2034 | Build Wind | Firm Capacity | 1 | 2032-07-01 | 0 | MW
0 | 0 | System | Generator | Build Wind 2034 | Build Wind | Firm Capacity | 1 | 2032-10-01 | 0 | MW
Build Wind 2034_Firm Capacity2033 | Build Wind_Firm Capacity2033 | System | Generator | Build Wind 2034 | Build Wind | Firm Capacity | 1 | 2033-01-01 | 0 | MW
0 | 0 | System | Generator | Build Wind 2034 | Build Wind | Firm Capacity | 1 | 2033-04-01 | 0 | MW
0 | 0 | System | Generator | Build Wind 2034 | Build Wind | Firm Capacity | 1 | 2033-07-01 | 0 | MW
0 | 0 | System | Generator | Build Wind 2034 | Build Wind | Firm Capacity | 1 | 2033-10-01 | 0 | MW
Build Wind 2034_Firm Capacity2034 | Build Wind_Firm Capacity2034 | System | Generator | Build Wind 2034 | Build Wind | Firm Capacity | 1 | 2034-01-01 | 0 | MW
0 | 0 | System | Generator | Build Wind 2034 | Build Wind | Firm Capacity | 1 | 2034-04-01 | 20.7 | MW
0 | 0 | System | Generator | Build Wind 2034 | Build Wind | Firm Capacity | 1 | 2034-07-01 | 20.7 | MW
0 | 0 | System | Generator | Build Wind 2034 | Build Wind | Firm Capacity | 1 | 2034-10-01 | 20.7 | MW
Build Wind 2034_Firm Capacity2035 | Build Wind_Firm Capacity2035 | System | Generator | Build Wind 2034 | Build Wind | Firm Capacity | 1 | 2035-01-01 | 20.7 | MW
0 | 0 | System | Generator | Build Wind 2034 | Build Wind | Firm Capacity | 1 | 2035-04-01 | 20.55 | MW
0 | 0 | System | Generator | Build Wind 2034 | Build Wind | Firm Capacity | 1 | 2035-07-01 | 20.55 | MW
0 | 0 | System | Generator | Build Wind 2034 | Build Wind | Firm Capacity | 1 | 2035-10-01 | 20.55 | MW
Build Wind 2034_Firm Capacity2036 | Build Wind_Firm Capacity2036 | System | Generator | Build Wind 2034 | Build Wind | Firm Capacity | 1 | 2036-01-01 | 20.55 | MW
0 | 0 | System | Generator | Build Wind 2034 | Build Wind | Firm Capacity | 1 | 2036-04-01 | 20.4 | MW
0 | 0 | System | Generator | Build Wind 2034 | Build Wind | Firm Capacity | 1 | 2036-07-01 | 20.4 | MW
0 | 0 | System | Generator | Build Wind 2034 | Build Wind | Firm Capacity | 1 | 2036-10-01 | 20.4 | MW
Build Wind 2034_Firm Capacity2037 | Build Wind_Firm Capacity2037 | System | Generator | Build Wind 2034 | Build Wind | Firm Capacity | 1 | 2037-01-01 | 20.4 | MW
0 | 0 | System | Generator | Build Wind 2034 | Build Wind | Firm Capacity | 1 | 2037-04-01 | 20.25 | MW
0 | 0 | System | Generator | Build Wind 2034 | Build Wind | Firm Capacity | 1 | 2037-07-01 | 20.25 | MW
0 | 0 | System | Generator | Build Wind 2034 | Build Wind | Firm Capacity | 1 | 2037-10-01 | 20.25 | MW
Build Wind 2034_Firm Capacity2038 | Build Wind_Firm Capacity2038 | System | Generator | Build Wind 2034 | Build Wind | Firm Capacity | 1 | 2038-01-01 | 20.25 | MW
0 | 0 | System | Generator | Build Wind 2034 | Build Wind | Firm Capacity | 1 | 2038-04-01 | 20.1 | MW
0 | 0 | System | Generator | Build Wind 2034 | Build Wind | Firm Capacity | 1 | 2038-07-01 | 20.1 | MW
0 | 0 | System | Generator | Build Wind 2034 | Build Wind | Firm Capacity | 1 | 2038-10-01 | 20.1 | MW
Build Wind 2034_Firm Capacity2039 | Build Wind_Firm Capacity2039 | System | Generator | Build Wind 2034 | Build Wind | Firm Capacity | 1 | 2039-01-01 | 20.1 | MW
0 | 0 | System | Generator | Build Wind 2034 | Build Wind | Firm Capacity | 1 | 2039-04-01 | 19.95 | MW
0 | 0 | System | Generator | Build Wind 2034 | Build Wind | Firm Capacity | 1 | 2039-07-01 | 19.95 | MW
0 | 0 | System | Generator | Build Wind 2034 | Build Wind | Firm Capacity | 1 | 2039-10-01 | 19.95 | MW
Build Wind 2034_Firm Capacity2040 | Build Wind_Firm Capacity2040 | System | Generator | Build Wind 2034 | Build Wind | Firm Capacity | 1 | 2040-01-01 | 19.95 | MW
0 | 0 | System | Generator | Build Wind 2034 | Build Wind | Firm Capacity | 1 | 2040-04-01 | 19.8 | MW
0 | 0 | System | Generator | Build Wind 2034 | Build Wind | Firm Capacity | 1 | 2040-07-01 | 19.8 | MW
0 | 0 | System | Generator | Build Wind 2034 | Build Wind | Firm Capacity | 1 | 2040-10-01 | 19.8 | MW
Build Wind 2034_Firm Capacity2041 | Build Wind_Firm Capacity2041 | System | Generator | Build Wind 2034 | Build Wind | Firm Capacity | 1 | 2041-01-01 | 19.8 | MW
0 | 0 | System | Generator | Build Wind 2034 | Build Wind | Firm Capacity | 1 | 2041-04-01 | 19.65 | MW
0 | 0 | System | Generator | Build Wind 2034 | Build Wind | Firm Capacity | 1 | 2041-07-01 | 19.65 | MW
0 | 0 | System | Generator | Build Wind 2034 | Build Wind | Firm Capacity | 1 | 2041-10-01 | 19.65 | MW
Build Wind 2034_Firm Capacity2042 | Build Wind_Firm Capacity2042 | System | Generator | Build Wind 2034 | Build Wind | Firm Capacity | 1 | 2042-01-01 | 19.65 | MW
0 | 0 | System | Generator | Build Wind 2034 | Build Wind | Firm Capacity | 1 | 2042-04-01 | 19.5 | MW
0 | 0 | System | Generator | Build Wind 2034 | Build Wind | Firm Capacity | 1 | 2042-07-01 | 19.5 | MW
0 | 0 | System | Generator | Build Wind 2034 | Build Wind | Firm Capacity | 1 | 2042-10-01 | 19.5 | MW
Build Wind 2034_Firm Capacity2043 | Build Wind_Firm Capacity2043 | System | Generator | Build Wind 2034 | Build Wind | Firm Capacity | 1 | 2043-01-01 | 19.5 | MW
0 | 0 | System | Generator | Build Wind 2034 | Build Wind | Firm Capacity | 1 | 2043-04-01 | 19.35 | MW
0 | 0 | System | Generator | Build Wind 2034 | Build Wind | Firm Capacity | 1 | 2043-07-01 | 19.35 | MW
0 | 0 | System | Generator | Build Wind 2034 | Build Wind | Firm Capacity | 1 | 2043-10-01 | 19.35 | MW
Build Wind 2035_Firm Capacity2024 | Build Wind_Firm Capacity2024 | System | Generator | Build Wind 2035 | Build Wind | Firm Capacity | 1 | 2024-01-01 | 0 | MW
0 | 0 | System | Generator | Build Wind 2035 | Build Wind | Firm Capacity | 1 | 2024-04-01 | 0 | MW
0 | 0 | System | Generator | Build Wind 2035 | Build Wind | Firm Capacity | 1 | 2024-07-01 | 0 | MW
0 | 0 | System | Generator | Build Wind 2035 | Build Wind | Firm Capacity | 1 | 2024-10-01 | 0 | MW
Build Wind 2035_Firm Capacity2025 | Build Wind_Firm Capacity2025 | System | Generator | Build Wind 2035 | Build Wind | Firm Capacity | 1 | 2025-01-01 | 0 | MW
0 | 0 | System | Generator | Build Wind 2035 | Build Wind | Firm Capacity | 1 | 2025-04-01 | 0 | MW
0 | 0 | System | Generator | Build Wind 2035 | Build Wind | Firm Capacity | 1 | 2025-07-01 | 0 | MW
0 | 0 | System | Generator | Build Wind 2035 | Build Wind | Firm Capacity | 1 | 2025-10-01 | 0 | MW
Build Wind 2035_Firm Capacity2026 | Build Wind_Firm Capacity2026 | System | Generator | Build Wind 2035 | Build Wind | Firm Capacity | 1 | 2026-01-01 | 0 | MW
0 | 0 | System | Generator | Build Wind 2035 | Build Wind | Firm Capacity | 1 | 2026-04-01 | 0 | MW
0 | 0 | System | Generator | Build Wind 2035 | Build Wind | Firm Capacity | 1 | 2026-07-01 | 0 | MW
0 | 0 | System | Generator | Build Wind 2035 | Build Wind | Firm Capacity | 1 | 2026-10-01 | 0 | MW
Build Wind 2035_Firm Capacity2027 | Build Wind_Firm Capacity2027 | System | Generator | Build Wind 2035 | Build Wind | Firm Capacity | 1 | 2027-01-01 | 0 | MW
0 | 0 | System | Generator | Build Wind 2035 | Build Wind | Firm Capacity | 1 | 2027-04-01 | 0 | MW
0 | 0 | System | Generator | Build Wind 2035 | Build Wind | Firm Capacity | 1 | 2027-07-01 | 0 | MW
0 | 0 | System | Generator | Build Wind 2035 | Build Wind | Firm Capacity | 1 | 2027-10-01 | 0 | MW
Build Wind 2035_Firm Capacity2028 | Build Wind_Firm Capacity2028 | System | Generator | Build Wind 2035 | Build Wind | Firm Capacity | 1 | 2028-01-01 | 0 | MW
0 | 0 | System | Generator | Build Wind 2035 | Build Wind | Firm Capacity | 1 | 2028-04-01 | 0 | MW
0 | 0 | System | Generator | Build Wind 2035 | Build Wind | Firm Capacity | 1 | 2028-07-01 | 0 | MW
0 | 0 | System | Generator | Build Wind 2035 | Build Wind | Firm Capacity | 1 | 2028-10-01 | 0 | MW
Build Wind 2035_Firm Capacity2029 | Build Wind_Firm Capacity2029 | System | Generator | Build Wind 2035 | Build Wind | Firm Capacity | 1 | 2029-01-01 | 0 | MW
0 | 0 | System | Generator | Build Wind 2035 | Build Wind | Firm Capacity | 1 | 2029-04-01 | 0 | MW
0 | 0 | System | Generator | Build Wind 2035 | Build Wind | Firm Capacity | 1 | 2029-07-01 | 0 | MW
0 | 0 | System | Generator | Build Wind 2035 | Build Wind | Firm Capacity | 1 | 2029-10-01 | 0 | MW
Build Wind 2035_Firm Capacity2030 | Build Wind_Firm Capacity2030 | System | Generator | Build Wind 2035 | Build Wind | Firm Capacity | 1 | 2030-01-01 | 0 | MW
0 | 0 | System | Generator | Build Wind 2035 | Build Wind | Firm Capacity | 1 | 2030-04-01 | 0 | MW
0 | 0 | System | Generator | Build Wind 2035 | Build Wind | Firm Capacity | 1 | 2030-07-01 | 0 | MW
0 | 0 | System | Generator | Build Wind 2035 | Build Wind | Firm Capacity | 1 | 2030-10-01 | 0 | MW
Build Wind 2035_Firm Capacity2031 | Build Wind_Firm Capacity2031 | System | Generator | Build Wind 2035 | Build Wind | Firm Capacity | 1 | 2031-01-01 | 0 | MW
0 | 0 | System | Generator | Build Wind 2035 | Build Wind | Firm Capacity | 1 | 2031-04-01 | 0 | MW
0 | 0 | System | Generator | Build Wind 2035 | Build Wind | Firm Capacity | 1 | 2031-07-01 | 0 | MW
0 | 0 | System | Generator | Build Wind 2035 | Build Wind | Firm Capacity | 1 | 2031-10-01 | 0 | MW
Build Wind 2035_Firm Capacity2032 | Build Wind_Firm Capacity2032 | System | Generator | Build Wind 2035 | Build Wind | Firm Capacity | 1 | 2032-01-01 | 0 | MW
0 | 0 | System | Generator | Build Wind 2035 | Build Wind | Firm Capacity | 1 | 2032-04-01 | 0 | MW
0 | 0 | System | Generator | Build Wind 2035 | Build Wind | Firm Capacity | 1 | 2032-07-01 | 0 | MW
0 | 0 | System | Generator | Build Wind 2035 | Build Wind | Firm Capacity | 1 | 2032-10-01 | 0 | MW
Build Wind 2035_Firm Capacity2033 | Build Wind_Firm Capacity2033 | System | Generator | Build Wind 2035 | Build Wind | Firm Capacity | 1 | 2033-01-01 | 0 | MW
0 | 0 | System | Generator | Build Wind 2035 | Build Wind | Firm Capacity | 1 | 2033-04-01 | 0 | MW
0 | 0 | System | Generator | Build Wind 2035 | Build Wind | Firm Capacity | 1 | 2033-07-01 | 0 | MW
0 | 0 | System | Generator | Build Wind 2035 | Build Wind | Firm Capacity | 1 | 2033-10-01 | 0 | MW
Build Wind 2035_Firm Capacity2034 | Build Wind_Firm Capacity2034 | System | Generator | Build Wind 2035 | Build Wind | Firm Capacity | 1 | 2034-01-01 | 0 | MW
0 | 0 | System | Generator | Build Wind 2035 | Build Wind | Firm Capacity | 1 | 2034-04-01 | 0 | MW
0 | 0 | System | Generator | Build Wind 2035 | Build Wind | Firm Capacity | 1 | 2034-07-01 | 0 | MW
0 | 0 | System | Generator | Build Wind 2035 | Build Wind | Firm Capacity | 1 | 2034-10-01 | 0 | MW
Build Wind 2035_Firm Capacity2035 | Build Wind_Firm Capacity2035 | System | Generator | Build Wind 2035 | Build Wind | Firm Capacity | 1 | 2035-01-01 | 0 | MW
0 | 0 | System | Generator | Build Wind 2035 | Build Wind | Firm Capacity | 1 | 2035-04-01 | 20.55 | MW
0 | 0 | System | Generator | Build Wind 2035 | Build Wind | Firm Capacity | 1 | 2035-07-01 | 20.55 | MW
0 | 0 | System | Generator | Build Wind 2035 | Build Wind | Firm Capacity | 1 | 2035-10-01 | 20.55 | MW
Build Wind 2035_Firm Capacity2036 | Build Wind_Firm Capacity2036 | System | Generator | Build Wind 2035 | Build Wind | Firm Capacity | 1 | 2036-01-01 | 20.55 | MW
0 | 0 | System | Generator | Build Wind 2035 | Build Wind | Firm Capacity | 1 | 2036-04-01 | 20.4 | MW
0 | 0 | System | Generator | Build Wind 2035 | Build Wind | Firm Capacity | 1 | 2036-07-01 | 20.4 | MW
0 | 0 | System | Generator | Build Wind 2035 | Build Wind | Firm Capacity | 1 | 2036-10-01 | 20.4 | MW
Build Wind 2035_Firm Capacity2037 | Build Wind_Firm Capacity2037 | System | Generator | Build Wind 2035 | Build Wind | Firm Capacity | 1 | 2037-01-01 | 20.4 | MW
0 | 0 | System | Generator | Build Wind 2035 | Build Wind | Firm Capacity | 1 | 2037-04-01 | 20.25 | MW
0 | 0 | System | Generator | Build Wind 2035 | Build Wind | Firm Capacity | 1 | 2037-07-01 | 20.25 | MW
0 | 0 | System | Generator | Build Wind 2035 | Build Wind | Firm Capacity | 1 | 2037-10-01 | 20.25 | MW
Build Wind 2035_Firm Capacity2038 | Build Wind_Firm Capacity2038 | System | Generator | Build Wind 2035 | Build Wind | Firm Capacity | 1 | 2038-01-01 | 20.25 | MW
0 | 0 | System | Generator | Build Wind 2035 | Build Wind | Firm Capacity | 1 | 2038-04-01 | 20.1 | MW
0 | 0 | System | Generator | Build Wind 2035 | Build Wind | Firm Capacity | 1 | 2038-07-01 | 20.1 | MW
0 | 0 | System | Generator | Build Wind 2035 | Build Wind | Firm Capacity | 1 | 2038-10-01 | 20.1 | MW
Build Wind 2035_Firm Capacity2039 | Build Wind_Firm Capacity2039 | System | Generator | Build Wind 2035 | Build Wind | Firm Capacity | 1 | 2039-01-01 | 20.1 | MW
0 | 0 | System | Generator | Build Wind 2035 | Build Wind | Firm Capacity | 1 | 2039-04-01 | 19.95 | MW
0 | 0 | System | Generator | Build Wind 2035 | Build Wind | Firm Capacity | 1 | 2039-07-01 | 19.95 | MW
0 | 0 | System | Generator | Build Wind 2035 | Build Wind | Firm Capacity | 1 | 2039-10-01 | 19.95 | MW
Build Wind 2035_Firm Capacity2040 | Build Wind_Firm Capacity2040 | System | Generator | Build Wind 2035 | Build Wind | Firm Capacity | 1 | 2040-01-01 | 19.95 | MW
0 | 0 | System | Generator | Build Wind 2035 | Build Wind | Firm Capacity | 1 | 2040-04-01 | 19.8 | MW
0 | 0 | System | Generator | Build Wind 2035 | Build Wind | Firm Capacity | 1 | 2040-07-01 | 19.8 | MW
0 | 0 | System | Generator | Build Wind 2035 | Build Wind | Firm Capacity | 1 | 2040-10-01 | 19.8 | MW
Build Wind 2035_Firm Capacity2041 | Build Wind_Firm Capacity2041 | System | Generator | Build Wind 2035 | Build Wind | Firm Capacity | 1 | 2041-01-01 | 19.8 | MW
0 | 0 | System | Generator | Build Wind 2035 | Build Wind | Firm Capacity | 1 | 2041-04-01 | 19.65 | MW
0 | 0 | System | Generator | Build Wind 2035 | Build Wind | Firm Capacity | 1 | 2041-07-01 | 19.65 | MW
0 | 0 | System | Generator | Build Wind 2035 | Build Wind | Firm Capacity | 1 | 2041-10-01 | 19.65 | MW
Build Wind 2035_Firm Capacity2042 | Build Wind_Firm Capacity2042 | System | Generator | Build Wind 2035 | Build Wind | Firm Capacity | 1 | 2042-01-01 | 19.65 | MW
0 | 0 | System | Generator | Build Wind 2035 | Build Wind | Firm Capacity | 1 | 2042-04-01 | 19.5 | MW
0 | 0 | System | Generator | Build Wind 2035 | Build Wind | Firm Capacity | 1 | 2042-07-01 | 19.5 | MW
0 | 0 | System | Generator | Build Wind 2035 | Build Wind | Firm Capacity | 1 | 2042-10-01 | 19.5 | MW
Build Wind 2035_Firm Capacity2043 | Build Wind_Firm Capacity2043 | System | Generator | Build Wind 2035 | Build Wind | Firm Capacity | 1 | 2043-01-01 | 19.5 | MW
0 | 0 | System | Generator | Build Wind 2035 | Build Wind | Firm Capacity | 1 | 2043-04-01 | 19.35 | MW
0 | 0 | System | Generator | Build Wind 2035 | Build Wind | Firm Capacity | 1 | 2043-07-01 | 19.35 | MW
0 | 0 | System | Generator | Build Wind 2035 | Build Wind | Firm Capacity | 1 | 2043-10-01 | 19.35 | MW
Build Wind 2036_Firm Capacity2024 | Build Wind_Firm Capacity2024 | System | Generator | Build Wind 2036 | Build Wind | Firm Capacity | 1 | 2024-01-01 | 0 | MW
0 | 0 | System | Generator | Build Wind 2036 | Build Wind | Firm Capacity | 1 | 2024-04-01 | 0 | MW
0 | 0 | System | Generator | Build Wind 2036 | Build Wind | Firm Capacity | 1 | 2024-07-01 | 0 | MW
0 | 0 | System | Generator | Build Wind 2036 | Build Wind | Firm Capacity | 1 | 2024-10-01 | 0 | MW
Build Wind 2036_Firm Capacity2025 | Build Wind_Firm Capacity2025 | System | Generator | Build Wind 2036 | Build Wind | Firm Capacity | 1 | 2025-01-01 | 0 | MW
0 | 0 | System | Generator | Build Wind 2036 | Build Wind | Firm Capacity | 1 | 2025-04-01 | 0 | MW
0 | 0 | System | Generator | Build Wind 2036 | Build Wind | Firm Capacity | 1 | 2025-07-01 | 0 | MW
0 | 0 | System | Generator | Build Wind 2036 | Build Wind | Firm Capacity | 1 | 2025-10-01 | 0 | MW
Build Wind 2036_Firm Capacity2026 | Build Wind_Firm Capacity2026 | System | Generator | Build Wind 2036 | Build Wind | Firm Capacity | 1 | 2026-01-01 | 0 | MW
0 | 0 | System | Generator | Build Wind 2036 | Build Wind | Firm Capacity | 1 | 2026-04-01 | 0 | MW
0 | 0 | System | Generator | Build Wind 2036 | Build Wind | Firm Capacity | 1 | 2026-07-01 | 0 | MW
0 | 0 | System | Generator | Build Wind 2036 | Build Wind | Firm Capacity | 1 | 2026-10-01 | 0 | MW
Build Wind 2036_Firm Capacity2027 | Build Wind_Firm Capacity2027 | System | Generator | Build Wind 2036 | Build Wind | Firm Capacity | 1 | 2027-01-01 | 0 | MW
0 | 0 | System | Generator | Build Wind 2036 | Build Wind | Firm Capacity | 1 | 2027-04-01 | 0 | MW
0 | 0 | System | Generator | Build Wind 2036 | Build Wind | Firm Capacity | 1 | 2027-07-01 | 0 | MW
0 | 0 | System | Generator | Build Wind 2036 | Build Wind | Firm Capacity | 1 | 2027-10-01 | 0 | MW
Build Wind 2036_Firm Capacity2028 | Build Wind_Firm Capacity2028 | System | Generator | Build Wind 2036 | Build Wind | Firm Capacity | 1 | 2028-01-01 | 0 | MW
0 | 0 | System | Generator | Build Wind 2036 | Build Wind | Firm Capacity | 1 | 2028-04-01 | 0 | MW
0 | 0 | System | Generator | Build Wind 2036 | Build Wind | Firm Capacity | 1 | 2028-07-01 | 0 | MW
0 | 0 | System | Generator | Build Wind 2036 | Build Wind | Firm Capacity | 1 | 2028-10-01 | 0 | MW
Build Wind 2036_Firm Capacity2029 | Build Wind_Firm Capacity2029 | System | Generator | Build Wind 2036 | Build Wind | Firm Capacity | 1 | 2029-01-01 | 0 | MW
0 | 0 | System | Generator | Build Wind 2036 | Build Wind | Firm Capacity | 1 | 2029-04-01 | 0 | MW
0 | 0 | System | Generator | Build Wind 2036 | Build Wind | Firm Capacity | 1 | 2029-07-01 | 0 | MW
0 | 0 | System | Generator | Build Wind 2036 | Build Wind | Firm Capacity | 1 | 2029-10-01 | 0 | MW
Build Wind 2036_Firm Capacity2030 | Build Wind_Firm Capacity2030 | System | Generator | Build Wind 2036 | Build Wind | Firm Capacity | 1 | 2030-01-01 | 0 | MW
0 | 0 | System | Generator | Build Wind 2036 | Build Wind | Firm Capacity | 1 | 2030-04-01 | 0 | MW
0 | 0 | System | Generator | Build Wind 2036 | Build Wind | Firm Capacity | 1 | 2030-07-01 | 0 | MW
0 | 0 | System | Generator | Build Wind 2036 | Build Wind | Firm Capacity | 1 | 2030-10-01 | 0 | MW
Build Wind 2036_Firm Capacity2031 | Build Wind_Firm Capacity2031 | System | Generator | Build Wind 2036 | Build Wind | Firm Capacity | 1 | 2031-01-01 | 0 | MW
0 | 0 | System | Generator | Build Wind 2036 | Build Wind | Firm Capacity | 1 | 2031-04-01 | 0 | MW
0 | 0 | System | Generator | Build Wind 2036 | Build Wind | Firm Capacity | 1 | 2031-07-01 | 0 | MW
0 | 0 | System | Generator | Build Wind 2036 | Build Wind | Firm Capacity | 1 | 2031-10-01 | 0 | MW
Build Wind 2036_Firm Capacity2032 | Build Wind_Firm Capacity2032 | System | Generator | Build Wind 2036 | Build Wind | Firm Capacity | 1 | 2032-01-01 | 0 | MW
0 | 0 | System | Generator | Build Wind 2036 | Build Wind | Firm Capacity | 1 | 2032-04-01 | 0 | MW
0 | 0 | System | Generator | Build Wind 2036 | Build Wind | Firm Capacity | 1 | 2032-07-01 | 0 | MW
0 | 0 | System | Generator | Build Wind 2036 | Build Wind | Firm Capacity | 1 | 2032-10-01 | 0 | MW
Build Wind 2036_Firm Capacity2033 | Build Wind_Firm Capacity2033 | System | Generator | Build Wind 2036 | Build Wind | Firm Capacity | 1 | 2033-01-01 | 0 | MW
0 | 0 | System | Generator | Build Wind 2036 | Build Wind | Firm Capacity | 1 | 2033-04-01 | 0 | MW
0 | 0 | System | Generator | Build Wind 2036 | Build Wind | Firm Capacity | 1 | 2033-07-01 | 0 | MW
0 | 0 | System | Generator | Build Wind 2036 | Build Wind | Firm Capacity | 1 | 2033-10-01 | 0 | MW
Build Wind 2036_Firm Capacity2034 | Build Wind_Firm Capacity2034 | System | Generator | Build Wind 2036 | Build Wind | Firm Capacity | 1 | 2034-01-01 | 0 | MW
0 | 0 | System | Generator | Build Wind 2036 | Build Wind | Firm Capacity | 1 | 2034-04-01 | 0 | MW
0 | 0 | System | Generator | Build Wind 2036 | Build Wind | Firm Capacity | 1 | 2034-07-01 | 0 | MW
0 | 0 | System | Generator | Build Wind 2036 | Build Wind | Firm Capacity | 1 | 2034-10-01 | 0 | MW
Build Wind 2036_Firm Capacity2035 | Build Wind_Firm Capacity2035 | System | Generator | Build Wind 2036 | Build Wind | Firm Capacity | 1 | 2035-01-01 | 0 | MW
0 | 0 | System | Generator | Build Wind 2036 | Build Wind | Firm Capacity | 1 | 2035-04-01 | 0 | MW
0 | 0 | System | Generator | Build Wind 2036 | Build Wind | Firm Capacity | 1 | 2035-07-01 | 0 | MW
0 | 0 | System | Generator | Build Wind 2036 | Build Wind | Firm Capacity | 1 | 2035-10-01 | 0 | MW
Build Wind 2036_Firm Capacity2036 | Build Wind_Firm Capacity2036 | System | Generator | Build Wind 2036 | Build Wind | Firm Capacity | 1 | 2036-01-01 | 0 | MW
0 | 0 | System | Generator | Build Wind 2036 | Build Wind | Firm Capacity | 1 | 2036-04-01 | 0 | MW
0 | 0 | System | Generator | Build Wind 2036 | Build Wind | Firm Capacity | 1 | 2036-07-01 | 0 | MW
0 | 0 | System | Generator | Build Wind 2036 | Build Wind | Firm Capacity | 1 | 2036-10-01 | 0 | MW
Build Wind 2036_Firm Capacity2037 | Build Wind_Firm Capacity2037 | System | Generator | Build Wind 2036 | Build Wind | Firm Capacity | 1 | 2037-01-01 | 0 | MW
0 | 0 | System | Generator | Build Wind 2036 | Build Wind | Firm Capacity | 1 | 2037-04-01 | 0 | MW
0 | 0 | System | Generator | Build Wind 2036 | Build Wind | Firm Capacity | 1 | 2037-07-01 | 0 | MW
0 | 0 | System | Generator | Build Wind 2036 | Build Wind | Firm Capacity | 1 | 2037-10-01 | 0 | MW
Build Wind 2036_Firm Capacity2038 | Build Wind_Firm Capacity2038 | System | Generator | Build Wind 2036 | Build Wind | Firm Capacity | 1 | 2038-01-01 | 0 | MW
0 | 0 | System | Generator | Build Wind 2036 | Build Wind | Firm Capacity | 1 | 2038-04-01 | 0 | MW
0 | 0 | System | Generator | Build Wind 2036 | Build Wind | Firm Capacity | 1 | 2038-07-01 | 0 | MW
0 | 0 | System | Generator | Build Wind 2036 | Build Wind | Firm Capacity | 1 | 2038-10-01 | 0 | MW
Build Wind 2036_Firm Capacity2039 | Build Wind_Firm Capacity2039 | System | Generator | Build Wind 2036 | Build Wind | Firm Capacity | 1 | 2039-01-01 | 0 | MW
0 | 0 | System | Generator | Build Wind 2036 | Build Wind | Firm Capacity | 1 | 2039-04-01 | 0 | MW
0 | 0 | System | Generator | Build Wind 2036 | Build Wind | Firm Capacity | 1 | 2039-07-01 | 0 | MW
0 | 0 | System | Generator | Build Wind 2036 | Build Wind | Firm Capacity | 1 | 2039-10-01 | 0 | MW
Build Wind 2036_Firm Capacity2040 | Build Wind_Firm Capacity2040 | System | Generator | Build Wind 2036 | Build Wind | Firm Capacity | 1 | 2040-01-01 | 0 | MW
0 | 0 | System | Generator | Build Wind 2036 | Build Wind | Firm Capacity | 1 | 2040-04-01 | 0 | MW
0 | 0 | System | Generator | Build Wind 2036 | Build Wind | Firm Capacity | 1 | 2040-07-01 | 0 | MW
0 | 0 | System | Generator | Build Wind 2036 | Build Wind | Firm Capacity | 1 | 2040-10-01 | 0 | MW
Build Wind 2036_Firm Capacity2041 | Build Wind_Firm Capacity2041 | System | Generator | Build Wind 2036 | Build Wind | Firm Capacity | 1 | 2041-01-01 | 0 | MW
0 | 0 | System | Generator | Build Wind 2036 | Build Wind | Firm Capacity | 1 | 2041-04-01 | 0 | MW
0 | 0 | System | Generator | Build Wind 2036 | Build Wind | Firm Capacity | 1 | 2041-07-01 | 0 | MW
0 | 0 | System | Generator | Build Wind 2036 | Build Wind | Firm Capacity | 1 | 2041-10-01 | 0 | MW
Build Wind 2036_Firm Capacity2042 | Build Wind_Firm Capacity2042 | System | Generator | Build Wind 2036 | Build Wind | Firm Capacity | 1 | 2042-01-01 | 0 | MW
0 | 0 | System | Generator | Build Wind 2036 | Build Wind | Firm Capacity | 1 | 2042-04-01 | 0 | MW
0 | 0 | System | Generator | Build Wind 2036 | Build Wind | Firm Capacity | 1 | 2042-07-01 | 0 | MW
0 | 0 | System | Generator | Build Wind 2036 | Build Wind | Firm Capacity | 1 | 2042-10-01 | 0 | MW
Build Wind 2036_Firm Capacity2043 | Build Wind_Firm Capacity2043 | System | Generator | Build Wind 2036 | Build Wind | Firm Capacity | 1 | 2043-01-01 | 0 | MW
0 | 0 | System | Generator | Build Wind 2036 | Build Wind | Firm Capacity | 1 | 2043-04-01 | 0 | MW
0 | 0 | System | Generator | Build Wind 2036 | Build Wind | Firm Capacity | 1 | 2043-07-01 | 0 | MW
0 | 0 | System | Generator | Build Wind 2036 | Build Wind | Firm Capacity | 1 | 2043-10-01 | 0 | MW
Build Wind 2037_Firm Capacity2024 | Build Wind_Firm Capacity2024 | System | Generator | Build Wind 2037 | Build Wind | Firm Capacity | 1 | 2024-01-01 | 0 | MW
0 | 0 | System | Generator | Build Wind 2037 | Build Wind | Firm Capacity | 1 | 2024-04-01 | 0 | MW
0 | 0 | System | Generator | Build Wind 2037 | Build Wind | Firm Capacity | 1 | 2024-07-01 | 0 | MW
0 | 0 | System | Generator | Build Wind 2037 | Build Wind | Firm Capacity | 1 | 2024-10-01 | 0 | MW
Build Wind 2037_Firm Capacity2025 | Build Wind_Firm Capacity2025 | System | Generator | Build Wind 2037 | Build Wind | Firm Capacity | 1 | 2025-01-01 | 0 | MW
0 | 0 | System | Generator | Build Wind 2037 | Build Wind | Firm Capacity | 1 | 2025-04-01 | 0 | MW
0 | 0 | System | Generator | Build Wind 2037 | Build Wind | Firm Capacity | 1 | 2025-07-01 | 0 | MW
0 | 0 | System | Generator | Build Wind 2037 | Build Wind | Firm Capacity | 1 | 2025-10-01 | 0 | MW
Build Wind 2037_Firm Capacity2026 | Build Wind_Firm Capacity2026 | System | Generator | Build Wind 2037 | Build Wind | Firm Capacity | 1 | 2026-01-01 | 0 | MW
0 | 0 | System | Generator | Build Wind 2037 | Build Wind | Firm Capacity | 1 | 2026-04-01 | 0 | MW
0 | 0 | System | Generator | Build Wind 2037 | Build Wind | Firm Capacity | 1 | 2026-07-01 | 0 | MW
0 | 0 | System | Generator | Build Wind 2037 | Build Wind | Firm Capacity | 1 | 2026-10-01 | 0 | MW
Build Wind 2037_Firm Capacity2027 | Build Wind_Firm Capacity2027 | System | Generator | Build Wind 2037 | Build Wind | Firm Capacity | 1 | 2027-01-01 | 0 | MW
0 | 0 | System | Generator | Build Wind 2037 | Build Wind | Firm Capacity | 1 | 2027-04-01 | 0 | MW
0 | 0 | System | Generator | Build Wind 2037 | Build Wind | Firm Capacity | 1 | 2027-07-01 | 0 | MW
0 | 0 | System | Generator | Build Wind 2037 | Build Wind | Firm Capacity | 1 | 2027-10-01 | 0 | MW
Build Wind 2037_Firm Capacity2028 | Build Wind_Firm Capacity2028 | System | Generator | Build Wind 2037 | Build Wind | Firm Capacity | 1 | 2028-01-01 | 0 | MW
0 | 0 | System | Generator | Build Wind 2037 | Build Wind | Firm Capacity | 1 | 2028-04-01 | 0 | MW
0 | 0 | System | Generator | Build Wind 2037 | Build Wind | Firm Capacity | 1 | 2028-07-01 | 0 | MW
0 | 0 | System | Generator | Build Wind 2037 | Build Wind | Firm Capacity | 1 | 2028-10-01 | 0 | MW
Build Wind 2037_Firm Capacity2029 | Build Wind_Firm Capacity2029 | System | Generator | Build Wind 2037 | Build Wind | Firm Capacity | 1 | 2029-01-01 | 0 | MW
0 | 0 | System | Generator | Build Wind 2037 | Build Wind | Firm Capacity | 1 | 2029-04-01 | 0 | MW
0 | 0 | System | Generator | Build Wind 2037 | Build Wind | Firm Capacity | 1 | 2029-07-01 | 0 | MW
0 | 0 | System | Generator | Build Wind 2037 | Build Wind | Firm Capacity | 1 | 2029-10-01 | 0 | MW
Build Wind 2037_Firm Capacity2030 | Build Wind_Firm Capacity2030 | System | Generator | Build Wind 2037 | Build Wind | Firm Capacity | 1 | 2030-01-01 | 0 | MW
0 | 0 | System | Generator | Build Wind 2037 | Build Wind | Firm Capacity | 1 | 2030-04-01 | 0 | MW
0 | 0 | System | Generator | Build Wind 2037 | Build Wind | Firm Capacity | 1 | 2030-07-01 | 0 | MW
0 | 0 | System | Generator | Build Wind 2037 | Build Wind | Firm Capacity | 1 | 2030-10-01 | 0 | MW
Build Wind 2037_Firm Capacity2031 | Build Wind_Firm Capacity2031 | System | Generator | Build Wind 2037 | Build Wind | Firm Capacity | 1 | 2031-01-01 | 0 | MW
0 | 0 | System | Generator | Build Wind 2037 | Build Wind | Firm Capacity | 1 | 2031-04-01 | 0 | MW
0 | 0 | System | Generator | Build Wind 2037 | Build Wind | Firm Capacity | 1 | 2031-07-01 | 0 | MW
0 | 0 | System | Generator | Build Wind 2037 | Build Wind | Firm Capacity | 1 | 2031-10-01 | 0 | MW
Build Wind 2037_Firm Capacity2032 | Build Wind_Firm Capacity2032 | System | Generator | Build Wind 2037 | Build Wind | Firm Capacity | 1 | 2032-01-01 | 0 | MW
0 | 0 | System | Generator | Build Wind 2037 | Build Wind | Firm Capacity | 1 | 2032-04-01 | 0 | MW
0 | 0 | System | Generator | Build Wind 2037 | Build Wind | Firm Capacity | 1 | 2032-07-01 | 0 | MW
0 | 0 | System | Generator | Build Wind 2037 | Build Wind | Firm Capacity | 1 | 2032-10-01 | 0 | MW
Build Wind 2037_Firm Capacity2033 | Build Wind_Firm Capacity2033 | System | Generator | Build Wind 2037 | Build Wind | Firm Capacity | 1 | 2033-01-01 | 0 | MW
0 | 0 | System | Generator | Build Wind 2037 | Build Wind | Firm Capacity | 1 | 2033-04-01 | 0 | MW
0 | 0 | System | Generator | Build Wind 2037 | Build Wind | Firm Capacity | 1 | 2033-07-01 | 0 | MW
0 | 0 | System | Generator | Build Wind 2037 | Build Wind | Firm Capacity | 1 | 2033-10-01 | 0 | MW
Build Wind 2037_Firm Capacity2034 | Build Wind_Firm Capacity2034 | System | Generator | Build Wind 2037 | Build Wind | Firm Capacity | 1 | 2034-01-01 | 0 | MW
0 | 0 | System | Generator | Build Wind 2037 | Build Wind | Firm Capacity | 1 | 2034-04-01 | 0 | MW
0 | 0 | System | Generator | Build Wind 2037 | Build Wind | Firm Capacity | 1 | 2034-07-01 | 0 | MW
0 | 0 | System | Generator | Build Wind 2037 | Build Wind | Firm Capacity | 1 | 2034-10-01 | 0 | MW
Build Wind 2037_Firm Capacity2035 | Build Wind_Firm Capacity2035 | System | Generator | Build Wind 2037 | Build Wind | Firm Capacity | 1 | 2035-01-01 | 0 | MW
0 | 0 | System | Generator | Build Wind 2037 | Build Wind | Firm Capacity | 1 | 2035-04-01 | 0 | MW
0 | 0 | System | Generator | Build Wind 2037 | Build Wind | Firm Capacity | 1 | 2035-07-01 | 0 | MW
0 | 0 | System | Generator | Build Wind 2037 | Build Wind | Firm Capacity | 1 | 2035-10-01 | 0 | MW
Build Wind 2037_Firm Capacity2036 | Build Wind_Firm Capacity2036 | System | Generator | Build Wind 2037 | Build Wind | Firm Capacity | 1 | 2036-01-01 | 0 | MW
0 | 0 | System | Generator | Build Wind 2037 | Build Wind | Firm Capacity | 1 | 2036-04-01 | 0 | MW
0 | 0 | System | Generator | Build Wind 2037 | Build Wind | Firm Capacity | 1 | 2036-07-01 | 0 | MW
0 | 0 | System | Generator | Build Wind 2037 | Build Wind | Firm Capacity | 1 | 2036-10-01 | 0 | MW
Build Wind 2037_Firm Capacity2037 | Build Wind_Firm Capacity2037 | System | Generator | Build Wind 2037 | Build Wind | Firm Capacity | 1 | 2037-01-01 | 0 | MW
0 | 0 | System | Generator | Build Wind 2037 | Build Wind | Firm Capacity | 1 | 2037-04-01 | 0 | MW
0 | 0 | System | Generator | Build Wind 2037 | Build Wind | Firm Capacity | 1 | 2037-07-01 | 0 | MW
0 | 0 | System | Generator | Build Wind 2037 | Build Wind | Firm Capacity | 1 | 2037-10-01 | 0 | MW
Build Wind 2037_Firm Capacity2038 | Build Wind_Firm Capacity2038 | System | Generator | Build Wind 2037 | Build Wind | Firm Capacity | 1 | 2038-01-01 | 0 | MW
0 | 0 | System | Generator | Build Wind 2037 | Build Wind | Firm Capacity | 1 | 2038-04-01 | 0 | MW
0 | 0 | System | Generator | Build Wind 2037 | Build Wind | Firm Capacity | 1 | 2038-07-01 | 0 | MW
0 | 0 | System | Generator | Build Wind 2037 | Build Wind | Firm Capacity | 1 | 2038-10-01 | 0 | MW
Build Wind 2037_Firm Capacity2039 | Build Wind_Firm Capacity2039 | System | Generator | Build Wind 2037 | Build Wind | Firm Capacity | 1 | 2039-01-01 | 0 | MW
0 | 0 | System | Generator | Build Wind 2037 | Build Wind | Firm Capacity | 1 | 2039-04-01 | 0 | MW
0 | 0 | System | Generator | Build Wind 2037 | Build Wind | Firm Capacity | 1 | 2039-07-01 | 0 | MW
0 | 0 | System | Generator | Build Wind 2037 | Build Wind | Firm Capacity | 1 | 2039-10-01 | 0 | MW
Build Wind 2037_Firm Capacity2040 | Build Wind_Firm Capacity2040 | System | Generator | Build Wind 2037 | Build Wind | Firm Capacity | 1 | 2040-01-01 | 0 | MW
0 | 0 | System | Generator | Build Wind 2037 | Build Wind | Firm Capacity | 1 | 2040-04-01 | 0 | MW
0 | 0 | System | Generator | Build Wind 2037 | Build Wind | Firm Capacity | 1 | 2040-07-01 | 0 | MW
0 | 0 | System | Generator | Build Wind 2037 | Build Wind | Firm Capacity | 1 | 2040-10-01 | 0 | MW
Build Wind 2037_Firm Capacity2041 | Build Wind_Firm Capacity2041 | System | Generator | Build Wind 2037 | Build Wind | Firm Capacity | 1 | 2041-01-01 | 0 | MW
0 | 0 | System | Generator | Build Wind 2037 | Build Wind | Firm Capacity | 1 | 2041-04-01 | 0 | MW
0 | 0 | System | Generator | Build Wind 2037 | Build Wind | Firm Capacity | 1 | 2041-07-01 | 0 | MW
0 | 0 | System | Generator | Build Wind 2037 | Build Wind | Firm Capacity | 1 | 2041-10-01 | 0 | MW
Build Wind 2037_Firm Capacity2042 | Build Wind_Firm Capacity2042 | System | Generator | Build Wind 2037 | Build Wind | Firm Capacity | 1 | 2042-01-01 | 0 | MW
0 | 0 | System | Generator | Build Wind 2037 | Build Wind | Firm Capacity | 1 | 2042-04-01 | 0 | MW
0 | 0 | System | Generator | Build Wind 2037 | Build Wind | Firm Capacity | 1 | 2042-07-01 | 0 | MW
0 | 0 | System | Generator | Build Wind 2037 | Build Wind | Firm Capacity | 1 | 2042-10-01 | 0 | MW
Build Wind 2037_Firm Capacity2043 | Build Wind_Firm Capacity2043 | System | Generator | Build Wind 2037 | Build Wind | Firm Capacity | 1 | 2043-01-01 | 0 | MW
0 | 0 | System | Generator | Build Wind 2037 | Build Wind | Firm Capacity | 1 | 2043-04-01 | 0 | MW
0 | 0 | System | Generator | Build Wind 2037 | Build Wind | Firm Capacity | 1 | 2043-07-01 | 0 | MW
0 | 0 | System | Generator | Build Wind 2037 | Build Wind | Firm Capacity | 1 | 2043-10-01 | 0 | MW
Build Wind 2038_Firm Capacity2024 | Build Wind_Firm Capacity2024 | System | Generator | Build Wind 2038 | Build Wind | Firm Capacity | 1 | 2024-01-01 | 0 | MW
0 | 0 | System | Generator | Build Wind 2038 | Build Wind | Firm Capacity | 1 | 2024-04-01 | 0 | MW
0 | 0 | System | Generator | Build Wind 2038 | Build Wind | Firm Capacity | 1 | 2024-07-01 | 0 | MW
0 | 0 | System | Generator | Build Wind 2038 | Build Wind | Firm Capacity | 1 | 2024-10-01 | 0 | MW
Build Wind 2038_Firm Capacity2025 | Build Wind_Firm Capacity2025 | System | Generator | Build Wind 2038 | Build Wind | Firm Capacity | 1 | 2025-01-01 | 0 | MW
0 | 0 | System | Generator | Build Wind 2038 | Build Wind | Firm Capacity | 1 | 2025-04-01 | 0 | MW
0 | 0 | System | Generator | Build Wind 2038 | Build Wind | Firm Capacity | 1 | 2025-07-01 | 0 | MW
0 | 0 | System | Generator | Build Wind 2038 | Build Wind | Firm Capacity | 1 | 2025-10-01 | 0 | MW
Build Wind 2038_Firm Capacity2026 | Build Wind_Firm Capacity2026 | System | Generator | Build Wind 2038 | Build Wind | Firm Capacity | 1 | 2026-01-01 | 0 | MW
0 | 0 | System | Generator | Build Wind 2038 | Build Wind | Firm Capacity | 1 | 2026-04-01 | 0 | MW
0 | 0 | System | Generator | Build Wind 2038 | Build Wind | Firm Capacity | 1 | 2026-07-01 | 0 | MW
0 | 0 | System | Generator | Build Wind 2038 | Build Wind | Firm Capacity | 1 | 2026-10-01 | 0 | MW
Build Wind 2038_Firm Capacity2027 | Build Wind_Firm Capacity2027 | System | Generator | Build Wind 2038 | Build Wind | Firm Capacity | 1 | 2027-01-01 | 0 | MW
0 | 0 | System | Generator | Build Wind 2038 | Build Wind | Firm Capacity | 1 | 2027-04-01 | 0 | MW
0 | 0 | System | Generator | Build Wind 2038 | Build Wind | Firm Capacity | 1 | 2027-07-01 | 0 | MW
0 | 0 | System | Generator | Build Wind 2038 | Build Wind | Firm Capacity | 1 | 2027-10-01 | 0 | MW
Build Wind 2038_Firm Capacity2028 | Build Wind_Firm Capacity2028 | System | Generator | Build Wind 2038 | Build Wind | Firm Capacity | 1 | 2028-01-01 | 0 | MW
0 | 0 | System | Generator | Build Wind 2038 | Build Wind | Firm Capacity | 1 | 2028-04-01 | 0 | MW
0 | 0 | System | Generator | Build Wind 2038 | Build Wind | Firm Capacity | 1 | 2028-07-01 | 0 | MW
0 | 0 | System | Generator | Build Wind 2038 | Build Wind | Firm Capacity | 1 | 2028-10-01 | 0 | MW
Build Wind 2038_Firm Capacity2029 | Build Wind_Firm Capacity2029 | System | Generator | Build Wind 2038 | Build Wind | Firm Capacity | 1 | 2029-01-01 | 0 | MW
0 | 0 | System | Generator | Build Wind 2038 | Build Wind | Firm Capacity | 1 | 2029-04-01 | 0 | MW
0 | 0 | System | Generator | Build Wind 2038 | Build Wind | Firm Capacity | 1 | 2029-07-01 | 0 | MW
0 | 0 | System | Generator | Build Wind 2038 | Build Wind | Firm Capacity | 1 | 2029-10-01 | 0 | MW
Build Wind 2038_Firm Capacity2030 | Build Wind_Firm Capacity2030 | System | Generator | Build Wind 2038 | Build Wind | Firm Capacity | 1 | 2030-01-01 | 0 | MW
0 | 0 | System | Generator | Build Wind 2038 | Build Wind | Firm Capacity | 1 | 2030-04-01 | 0 | MW
0 | 0 | System | Generator | Build Wind 2038 | Build Wind | Firm Capacity | 1 | 2030-07-01 | 0 | MW
0 | 0 | System | Generator | Build Wind 2038 | Build Wind | Firm Capacity | 1 | 2030-10-01 | 0 | MW
Build Wind 2038_Firm Capacity2031 | Build Wind_Firm Capacity2031 | System | Generator | Build Wind 2038 | Build Wind | Firm Capacity | 1 | 2031-01-01 | 0 | MW
0 | 0 | System | Generator | Build Wind 2038 | Build Wind | Firm Capacity | 1 | 2031-04-01 | 0 | MW
0 | 0 | System | Generator | Build Wind 2038 | Build Wind | Firm Capacity | 1 | 2031-07-01 | 0 | MW
0 | 0 | System | Generator | Build Wind 2038 | Build Wind | Firm Capacity | 1 | 2031-10-01 | 0 | MW
Build Wind 2038_Firm Capacity2032 | Build Wind_Firm Capacity2032 | System | Generator | Build Wind 2038 | Build Wind | Firm Capacity | 1 | 2032-01-01 | 0 | MW
0 | 0 | System | Generator | Build Wind 2038 | Build Wind | Firm Capacity | 1 | 2032-04-01 | 0 | MW
0 | 0 | System | Generator | Build Wind 2038 | Build Wind | Firm Capacity | 1 | 2032-07-01 | 0 | MW
0 | 0 | System | Generator | Build Wind 2038 | Build Wind | Firm Capacity | 1 | 2032-10-01 | 0 | MW
Build Wind 2038_Firm Capacity2033 | Build Wind_Firm Capacity2033 | System | Generator | Build Wind 2038 | Build Wind | Firm Capacity | 1 | 2033-01-01 | 0 | MW
0 | 0 | System | Generator | Build Wind 2038 | Build Wind | Firm Capacity | 1 | 2033-04-01 | 0 | MW
0 | 0 | System | Generator | Build Wind 2038 | Build Wind | Firm Capacity | 1 | 2033-07-01 | 0 | MW
0 | 0 | System | Generator | Build Wind 2038 | Build Wind | Firm Capacity | 1 | 2033-10-01 | 0 | MW
Build Wind 2038_Firm Capacity2034 | Build Wind_Firm Capacity2034 | System | Generator | Build Wind 2038 | Build Wind | Firm Capacity | 1 | 2034-01-01 | 0 | MW
0 | 0 | System | Generator | Build Wind 2038 | Build Wind | Firm Capacity | 1 | 2034-04-01 | 0 | MW
0 | 0 | System | Generator | Build Wind 2038 | Build Wind | Firm Capacity | 1 | 2034-07-01 | 0 | MW
0 | 0 | System | Generator | Build Wind 2038 | Build Wind | Firm Capacity | 1 | 2034-10-01 | 0 | MW
Build Wind 2038_Firm Capacity2035 | Build Wind_Firm Capacity2035 | System | Generator | Build Wind 2038 | Build Wind | Firm Capacity | 1 | 2035-01-01 | 0 | MW
0 | 0 | System | Generator | Build Wind 2038 | Build Wind | Firm Capacity | 1 | 2035-04-01 | 0 | MW
0 | 0 | System | Generator | Build Wind 2038 | Build Wind | Firm Capacity | 1 | 2035-07-01 | 0 | MW
0 | 0 | System | Generator | Build Wind 2038 | Build Wind | Firm Capacity | 1 | 2035-10-01 | 0 | MW
Build Wind 2038_Firm Capacity2036 | Build Wind_Firm Capacity2036 | System | Generator | Build Wind 2038 | Build Wind | Firm Capacity | 1 | 2036-01-01 | 0 | MW
0 | 0 | System | Generator | Build Wind 2038 | Build Wind | Firm Capacity | 1 | 2036-04-01 | 0 | MW
0 | 0 | System | Generator | Build Wind 2038 | Build Wind | Firm Capacity | 1 | 2036-07-01 | 0 | MW
0 | 0 | System | Generator | Build Wind 2038 | Build Wind | Firm Capacity | 1 | 2036-10-01 | 0 | MW
Build Wind 2038_Firm Capacity2037 | Build Wind_Firm Capacity2037 | System | Generator | Build Wind 2038 | Build Wind | Firm Capacity | 1 | 2037-01-01 | 0 | MW
0 | 0 | System | Generator | Build Wind 2038 | Build Wind | Firm Capacity | 1 | 2037-04-01 | 0 | MW
0 | 0 | System | Generator | Build Wind 2038 | Build Wind | Firm Capacity | 1 | 2037-07-01 | 0 | MW
0 | 0 | System | Generator | Build Wind 2038 | Build Wind | Firm Capacity | 1 | 2037-10-01 | 0 | MW
Build Wind 2038_Firm Capacity2038 | Build Wind_Firm Capacity2038 | System | Generator | Build Wind 2038 | Build Wind | Firm Capacity | 1 | 2038-01-01 | 0 | MW
0 | 0 | System | Generator | Build Wind 2038 | Build Wind | Firm Capacity | 1 | 2038-04-01 | 0 | MW
0 | 0 | System | Generator | Build Wind 2038 | Build Wind | Firm Capacity | 1 | 2038-07-01 | 0 | MW
0 | 0 | System | Generator | Build Wind 2038 | Build Wind | Firm Capacity | 1 | 2038-10-01 | 0 | MW
Build Wind 2038_Firm Capacity2039 | Build Wind_Firm Capacity2039 | System | Generator | Build Wind 2038 | Build Wind | Firm Capacity | 1 | 2039-01-01 | 0 | MW
0 | 0 | System | Generator | Build Wind 2038 | Build Wind | Firm Capacity | 1 | 2039-04-01 | 0 | MW
0 | 0 | System | Generator | Build Wind 2038 | Build Wind | Firm Capacity | 1 | 2039-07-01 | 0 | MW
0 | 0 | System | Generator | Build Wind 2038 | Build Wind | Firm Capacity | 1 | 2039-10-01 | 0 | MW
Build Wind 2038_Firm Capacity2040 | Build Wind_Firm Capacity2040 | System | Generator | Build Wind 2038 | Build Wind | Firm Capacity | 1 | 2040-01-01 | 0 | MW
0 | 0 | System | Generator | Build Wind 2038 | Build Wind | Firm Capacity | 1 | 2040-04-01 | 0 | MW
0 | 0 | System | Generator | Build Wind 2038 | Build Wind | Firm Capacity | 1 | 2040-07-01 | 0 | MW
0 | 0 | System | Generator | Build Wind 2038 | Build Wind | Firm Capacity | 1 | 2040-10-01 | 0 | MW
Build Wind 2038_Firm Capacity2041 | Build Wind_Firm Capacity2041 | System | Generator | Build Wind 2038 | Build Wind | Firm Capacity | 1 | 2041-01-01 | 0 | MW
0 | 0 | System | Generator | Build Wind 2038 | Build Wind | Firm Capacity | 1 | 2041-04-01 | 0 | MW
0 | 0 | System | Generator | Build Wind 2038 | Build Wind | Firm Capacity | 1 | 2041-07-01 | 0 | MW
0 | 0 | System | Generator | Build Wind 2038 | Build Wind | Firm Capacity | 1 | 2041-10-01 | 0 | MW
Build Wind 2038_Firm Capacity2042 | Build Wind_Firm Capacity2042 | System | Generator | Build Wind 2038 | Build Wind | Firm Capacity | 1 | 2042-01-01 | 0 | MW
0 | 0 | System | Generator | Build Wind 2038 | Build Wind | Firm Capacity | 1 | 2042-04-01 | 0 | MW
0 | 0 | System | Generator | Build Wind 2038 | Build Wind | Firm Capacity | 1 | 2042-07-01 | 0 | MW
0 | 0 | System | Generator | Build Wind 2038 | Build Wind | Firm Capacity | 1 | 2042-10-01 | 0 | MW
Build Wind 2038_Firm Capacity2043 | Build Wind_Firm Capacity2043 | System | Generator | Build Wind 2038 | Build Wind | Firm Capacity | 1 | 2043-01-01 | 0 | MW
0 | 0 | System | Generator | Build Wind 2038 | Build Wind | Firm Capacity | 1 | 2043-04-01 | 0 | MW
0 | 0 | System | Generator | Build Wind 2038 | Build Wind | Firm Capacity | 1 | 2043-07-01 | 0 | MW
0 | 0 | System | Generator | Build Wind 2038 | Build Wind | Firm Capacity | 1 | 2043-10-01 | 0 | MW
Build Wind 2039_Firm Capacity2024 | Build Wind_Firm Capacity2024 | System | Generator | Build Wind 2039 | Build Wind | Firm Capacity | 1 | 2024-01-01 | 0 | MW
0 | 0 | System | Generator | Build Wind 2039 | Build Wind | Firm Capacity | 1 | 2024-04-01 | 0 | MW
0 | 0 | System | Generator | Build Wind 2039 | Build Wind | Firm Capacity | 1 | 2024-07-01 | 0 | MW
0 | 0 | System | Generator | Build Wind 2039 | Build Wind | Firm Capacity | 1 | 2024-10-01 | 0 | MW
Build Wind 2039_Firm Capacity2025 | Build Wind_Firm Capacity2025 | System | Generator | Build Wind 2039 | Build Wind | Firm Capacity | 1 | 2025-01-01 | 0 | MW
0 | 0 | System | Generator | Build Wind 2039 | Build Wind | Firm Capacity | 1 | 2025-04-01 | 0 | MW
0 | 0 | System | Generator | Build Wind 2039 | Build Wind | Firm Capacity | 1 | 2025-07-01 | 0 | MW
0 | 0 | System | Generator | Build Wind 2039 | Build Wind | Firm Capacity | 1 | 2025-10-01 | 0 | MW
Build Wind 2039_Firm Capacity2026 | Build Wind_Firm Capacity2026 | System | Generator | Build Wind 2039 | Build Wind | Firm Capacity | 1 | 2026-01-01 | 0 | MW
0 | 0 | System | Generator | Build Wind 2039 | Build Wind | Firm Capacity | 1 | 2026-04-01 | 0 | MW
0 | 0 | System | Generator | Build Wind 2039 | Build Wind | Firm Capacity | 1 | 2026-07-01 | 0 | MW
0 | 0 | System | Generator | Build Wind 2039 | Build Wind | Firm Capacity | 1 | 2026-10-01 | 0 | MW
Build Wind 2039_Firm Capacity2027 | Build Wind_Firm Capacity2027 | System | Generator | Build Wind 2039 | Build Wind | Firm Capacity | 1 | 2027-01-01 | 0 | MW
0 | 0 | System | Generator | Build Wind 2039 | Build Wind | Firm Capacity | 1 | 2027-04-01 | 0 | MW
0 | 0 | System | Generator | Build Wind 2039 | Build Wind | Firm Capacity | 1 | 2027-07-01 | 0 | MW
0 | 0 | System | Generator | Build Wind 2039 | Build Wind | Firm Capacity | 1 | 2027-10-01 | 0 | MW
Build Wind 2039_Firm Capacity2028 | Build Wind_Firm Capacity2028 | System | Generator | Build Wind 2039 | Build Wind | Firm Capacity | 1 | 2028-01-01 | 0 | MW
0 | 0 | System | Generator | Build Wind 2039 | Build Wind | Firm Capacity | 1 | 2028-04-01 | 0 | MW
0 | 0 | System | Generator | Build Wind 2039 | Build Wind | Firm Capacity | 1 | 2028-07-01 | 0 | MW
0 | 0 | System | Generator | Build Wind 2039 | Build Wind | Firm Capacity | 1 | 2028-10-01 | 0 | MW
Build Wind 2039_Firm Capacity2029 | Build Wind_Firm Capacity2029 | System | Generator | Build Wind 2039 | Build Wind | Firm Capacity | 1 | 2029-01-01 | 0 | MW
0 | 0 | System | Generator | Build Wind 2039 | Build Wind | Firm Capacity | 1 | 2029-04-01 | 0 | MW
0 | 0 | System | Generator | Build Wind 2039 | Build Wind | Firm Capacity | 1 | 2029-07-01 | 0 | MW
0 | 0 | System | Generator | Build Wind 2039 | Build Wind | Firm Capacity | 1 | 2029-10-01 | 0 | MW
Build Wind 2039_Firm Capacity2030 | Build Wind_Firm Capacity2030 | System | Generator | Build Wind 2039 | Build Wind | Firm Capacity | 1 | 2030-01-01 | 0 | MW
0 | 0 | System | Generator | Build Wind 2039 | Build Wind | Firm Capacity | 1 | 2030-04-01 | 0 | MW
0 | 0 | System | Generator | Build Wind 2039 | Build Wind | Firm Capacity | 1 | 2030-07-01 | 0 | MW
0 | 0 | System | Generator | Build Wind 2039 | Build Wind | Firm Capacity | 1 | 2030-10-01 | 0 | MW
Build Wind 2039_Firm Capacity2031 | Build Wind_Firm Capacity2031 | System | Generator | Build Wind 2039 | Build Wind | Firm Capacity | 1 | 2031-01-01 | 0 | MW
0 | 0 | System | Generator | Build Wind 2039 | Build Wind | Firm Capacity | 1 | 2031-04-01 | 0 | MW
0 | 0 | System | Generator | Build Wind 2039 | Build Wind | Firm Capacity | 1 | 2031-07-01 | 0 | MW
0 | 0 | System | Generator | Build Wind 2039 | Build Wind | Firm Capacity | 1 | 2031-10-01 | 0 | MW
Build Wind 2039_Firm Capacity2032 | Build Wind_Firm Capacity2032 | System | Generator | Build Wind 2039 | Build Wind | Firm Capacity | 1 | 2032-01-01 | 0 | MW
0 | 0 | System | Generator | Build Wind 2039 | Build Wind | Firm Capacity | 1 | 2032-04-01 | 0 | MW
0 | 0 | System | Generator | Build Wind 2039 | Build Wind | Firm Capacity | 1 | 2032-07-01 | 0 | MW
0 | 0 | System | Generator | Build Wind 2039 | Build Wind | Firm Capacity | 1 | 2032-10-01 | 0 | MW
Build Wind 2039_Firm Capacity2033 | Build Wind_Firm Capacity2033 | System | Generator | Build Wind 2039 | Build Wind | Firm Capacity | 1 | 2033-01-01 | 0 | MW
0 | 0 | System | Generator | Build Wind 2039 | Build Wind | Firm Capacity | 1 | 2033-04-01 | 0 | MW
0 | 0 | System | Generator | Build Wind 2039 | Build Wind | Firm Capacity | 1 | 2033-07-01 | 0 | MW
0 | 0 | System | Generator | Build Wind 2039 | Build Wind | Firm Capacity | 1 | 2033-10-01 | 0 | MW
Build Wind 2039_Firm Capacity2034 | Build Wind_Firm Capacity2034 | System | Generator | Build Wind 2039 | Build Wind | Firm Capacity | 1 | 2034-01-01 | 0 | MW
0 | 0 | System | Generator | Build Wind 2039 | Build Wind | Firm Capacity | 1 | 2034-04-01 | 0 | MW
0 | 0 | System | Generator | Build Wind 2039 | Build Wind | Firm Capacity | 1 | 2034-07-01 | 0 | MW
0 | 0 | System | Generator | Build Wind 2039 | Build Wind | Firm Capacity | 1 | 2034-10-01 | 0 | MW
Build Wind 2039_Firm Capacity2035 | Build Wind_Firm Capacity2035 | System | Generator | Build Wind 2039 | Build Wind | Firm Capacity | 1 | 2035-01-01 | 0 | MW
0 | 0 | System | Generator | Build Wind 2039 | Build Wind | Firm Capacity | 1 | 2035-04-01 | 0 | MW
0 | 0 | System | Generator | Build Wind 2039 | Build Wind | Firm Capacity | 1 | 2035-07-01 | 0 | MW
0 | 0 | System | Generator | Build Wind 2039 | Build Wind | Firm Capacity | 1 | 2035-10-01 | 0 | MW
Build Wind 2039_Firm Capacity2036 | Build Wind_Firm Capacity2036 | System | Generator | Build Wind 2039 | Build Wind | Firm Capacity | 1 | 2036-01-01 | 0 | MW
0 | 0 | System | Generator | Build Wind 2039 | Build Wind | Firm Capacity | 1 | 2036-04-01 | 0 | MW
0 | 0 | System | Generator | Build Wind 2039 | Build Wind | Firm Capacity | 1 | 2036-07-01 | 0 | MW
0 | 0 | System | Generator | Build Wind 2039 | Build Wind | Firm Capacity | 1 | 2036-10-01 | 0 | MW
Build Wind 2039_Firm Capacity2037 | Build Wind_Firm Capacity2037 | System | Generator | Build Wind 2039 | Build Wind | Firm Capacity | 1 | 2037-01-01 | 0 | MW
0 | 0 | System | Generator | Build Wind 2039 | Build Wind | Firm Capacity | 1 | 2037-04-01 | 0 | MW
0 | 0 | System | Generator | Build Wind 2039 | Build Wind | Firm Capacity | 1 | 2037-07-01 | 0 | MW
0 | 0 | System | Generator | Build Wind 2039 | Build Wind | Firm Capacity | 1 | 2037-10-01 | 0 | MW
Build Wind 2039_Firm Capacity2038 | Build Wind_Firm Capacity2038 | System | Generator | Build Wind 2039 | Build Wind | Firm Capacity | 1 | 2038-01-01 | 0 | MW
0 | 0 | System | Generator | Build Wind 2039 | Build Wind | Firm Capacity | 1 | 2038-04-01 | 0 | MW
0 | 0 | System | Generator | Build Wind 2039 | Build Wind | Firm Capacity | 1 | 2038-07-01 | 0 | MW
0 | 0 | System | Generator | Build Wind 2039 | Build Wind | Firm Capacity | 1 | 2038-10-01 | 0 | MW
Build Wind 2039_Firm Capacity2039 | Build Wind_Firm Capacity2039 | System | Generator | Build Wind 2039 | Build Wind | Firm Capacity | 1 | 2039-01-01 | 0 | MW
0 | 0 | System | Generator | Build Wind 2039 | Build Wind | Firm Capacity | 1 | 2039-04-01 | 0 | MW
0 | 0 | System | Generator | Build Wind 2039 | Build Wind | Firm Capacity | 1 | 2039-07-01 | 0 | MW
0 | 0 | System | Generator | Build Wind 2039 | Build Wind | Firm Capacity | 1 | 2039-10-01 | 0 | MW
Build Wind 2039_Firm Capacity2040 | Build Wind_Firm Capacity2040 | System | Generator | Build Wind 2039 | Build Wind | Firm Capacity | 1 | 2040-01-01 | 0 | MW
0 | 0 | System | Generator | Build Wind 2039 | Build Wind | Firm Capacity | 1 | 2040-04-01 | 0 | MW
0 | 0 | System | Generator | Build Wind 2039 | Build Wind | Firm Capacity | 1 | 2040-07-01 | 0 | MW
0 | 0 | System | Generator | Build Wind 2039 | Build Wind | Firm Capacity | 1 | 2040-10-01 | 0 | MW
Build Wind 2039_Firm Capacity2041 | Build Wind_Firm Capacity2041 | System | Generator | Build Wind 2039 | Build Wind | Firm Capacity | 1 | 2041-01-01 | 0 | MW
0 | 0 | System | Generator | Build Wind 2039 | Build Wind | Firm Capacity | 1 | 2041-04-01 | 0 | MW
0 | 0 | System | Generator | Build Wind 2039 | Build Wind | Firm Capacity | 1 | 2041-07-01 | 0 | MW
0 | 0 | System | Generator | Build Wind 2039 | Build Wind | Firm Capacity | 1 | 2041-10-01 | 0 | MW
Build Wind 2039_Firm Capacity2042 | Build Wind_Firm Capacity2042 | System | Generator | Build Wind 2039 | Build Wind | Firm Capacity | 1 | 2042-01-01 | 0 | MW
0 | 0 | System | Generator | Build Wind 2039 | Build Wind | Firm Capacity | 1 | 2042-04-01 | 0 | MW
0 | 0 | System | Generator | Build Wind 2039 | Build Wind | Firm Capacity | 1 | 2042-07-01 | 0 | MW
0 | 0 | System | Generator | Build Wind 2039 | Build Wind | Firm Capacity | 1 | 2042-10-01 | 0 | MW
Build Wind 2039_Firm Capacity2043 | Build Wind_Firm Capacity2043 | System | Generator | Build Wind 2039 | Build Wind | Firm Capacity | 1 | 2043-01-01 | 0 | MW
0 | 0 | System | Generator | Build Wind 2039 | Build Wind | Firm Capacity | 1 | 2043-04-01 | 0 | MW
0 | 0 | System | Generator | Build Wind 2039 | Build Wind | Firm Capacity | 1 | 2043-07-01 | 0 | MW
0 | 0 | System | Generator | Build Wind 2039 | Build Wind | Firm Capacity | 1 | 2043-10-01 | 0 | MW
Build Wind 2040_Firm Capacity2024 | Build Wind_Firm Capacity2024 | System | Generator | Build Wind 2040 | Build Wind | Firm Capacity | 1 | 2024-01-01 | 0 | MW
0 | 0 | System | Generator | Build Wind 2040 | Build Wind | Firm Capacity | 1 | 2024-04-01 | 0 | MW
0 | 0 | System | Generator | Build Wind 2040 | Build Wind | Firm Capacity | 1 | 2024-07-01 | 0 | MW
0 | 0 | System | Generator | Build Wind 2040 | Build Wind | Firm Capacity | 1 | 2024-10-01 | 0 | MW
Build Wind 2040_Firm Capacity2025 | Build Wind_Firm Capacity2025 | System | Generator | Build Wind 2040 | Build Wind | Firm Capacity | 1 | 2025-01-01 | 0 | MW
0 | 0 | System | Generator | Build Wind 2040 | Build Wind | Firm Capacity | 1 | 2025-04-01 | 0 | MW
0 | 0 | System | Generator | Build Wind 2040 | Build Wind | Firm Capacity | 1 | 2025-07-01 | 0 | MW
0 | 0 | System | Generator | Build Wind 2040 | Build Wind | Firm Capacity | 1 | 2025-10-01 | 0 | MW
Build Wind 2040_Firm Capacity2026 | Build Wind_Firm Capacity2026 | System | Generator | Build Wind 2040 | Build Wind | Firm Capacity | 1 | 2026-01-01 | 0 | MW
0 | 0 | System | Generator | Build Wind 2040 | Build Wind | Firm Capacity | 1 | 2026-04-01 | 0 | MW
0 | 0 | System | Generator | Build Wind 2040 | Build Wind | Firm Capacity | 1 | 2026-07-01 | 0 | MW
0 | 0 | System | Generator | Build Wind 2040 | Build Wind | Firm Capacity | 1 | 2026-10-01 | 0 | MW
Build Wind 2040_Firm Capacity2027 | Build Wind_Firm Capacity2027 | System | Generator | Build Wind 2040 | Build Wind | Firm Capacity | 1 | 2027-01-01 | 0 | MW
0 | 0 | System | Generator | Build Wind 2040 | Build Wind | Firm Capacity | 1 | 2027-04-01 | 0 | MW
0 | 0 | System | Generator | Build Wind 2040 | Build Wind | Firm Capacity | 1 | 2027-07-01 | 0 | MW
0 | 0 | System | Generator | Build Wind 2040 | Build Wind | Firm Capacity | 1 | 2027-10-01 | 0 | MW
Build Wind 2040_Firm Capacity2028 | Build Wind_Firm Capacity2028 | System | Generator | Build Wind 2040 | Build Wind | Firm Capacity | 1 | 2028-01-01 | 0 | MW
0 | 0 | System | Generator | Build Wind 2040 | Build Wind | Firm Capacity | 1 | 2028-04-01 | 0 | MW
0 | 0 | System | Generator | Build Wind 2040 | Build Wind | Firm Capacity | 1 | 2028-07-01 | 0 | MW
0 | 0 | System | Generator | Build Wind 2040 | Build Wind | Firm Capacity | 1 | 2028-10-01 | 0 | MW
Build Wind 2040_Firm Capacity2029 | Build Wind_Firm Capacity2029 | System | Generator | Build Wind 2040 | Build Wind | Firm Capacity | 1 | 2029-01-01 | 0 | MW
0 | 0 | System | Generator | Build Wind 2040 | Build Wind | Firm Capacity | 1 | 2029-04-01 | 0 | MW
0 | 0 | System | Generator | Build Wind 2040 | Build Wind | Firm Capacity | 1 | 2029-07-01 | 0 | MW
0 | 0 | System | Generator | Build Wind 2040 | Build Wind | Firm Capacity | 1 | 2029-10-01 | 0 | MW
Build Wind 2040_Firm Capacity2030 | Build Wind_Firm Capacity2030 | System | Generator | Build Wind 2040 | Build Wind | Firm Capacity | 1 | 2030-01-01 | 0 | MW
0 | 0 | System | Generator | Build Wind 2040 | Build Wind | Firm Capacity | 1 | 2030-04-01 | 0 | MW
0 | 0 | System | Generator | Build Wind 2040 | Build Wind | Firm Capacity | 1 | 2030-07-01 | 0 | MW
0 | 0 | System | Generator | Build Wind 2040 | Build Wind | Firm Capacity | 1 | 2030-10-01 | 0 | MW
Build Wind 2040_Firm Capacity2031 | Build Wind_Firm Capacity2031 | System | Generator | Build Wind 2040 | Build Wind | Firm Capacity | 1 | 2031-01-01 | 0 | MW
0 | 0 | System | Generator | Build Wind 2040 | Build Wind | Firm Capacity | 1 | 2031-04-01 | 0 | MW
0 | 0 | System | Generator | Build Wind 2040 | Build Wind | Firm Capacity | 1 | 2031-07-01 | 0 | MW
0 | 0 | System | Generator | Build Wind 2040 | Build Wind | Firm Capacity | 1 | 2031-10-01 | 0 | MW
Build Wind 2040_Firm Capacity2032 | Build Wind_Firm Capacity2032 | System | Generator | Build Wind 2040 | Build Wind | Firm Capacity | 1 | 2032-01-01 | 0 | MW
0 | 0 | System | Generator | Build Wind 2040 | Build Wind | Firm Capacity | 1 | 2032-04-01 | 0 | MW
0 | 0 | System | Generator | Build Wind 2040 | Build Wind | Firm Capacity | 1 | 2032-07-01 | 0 | MW
0 | 0 | System | Generator | Build Wind 2040 | Build Wind | Firm Capacity | 1 | 2032-10-01 | 0 | MW
Build Wind 2040_Firm Capacity2033 | Build Wind_Firm Capacity2033 | System | Generator | Build Wind 2040 | Build Wind | Firm Capacity | 1 | 2033-01-01 | 0 | MW
0 | 0 | System | Generator | Build Wind 2040 | Build Wind | Firm Capacity | 1 | 2033-04-01 | 0 | MW
0 | 0 | System | Generator | Build Wind 2040 | Build Wind | Firm Capacity | 1 | 2033-07-01 | 0 | MW
0 | 0 | System | Generator | Build Wind 2040 | Build Wind | Firm Capacity | 1 | 2033-10-01 | 0 | MW
Build Wind 2040_Firm Capacity2034 | Build Wind_Firm Capacity2034 | System | Generator | Build Wind 2040 | Build Wind | Firm Capacity | 1 | 2034-01-01 | 0 | MW
0 | 0 | System | Generator | Build Wind 2040 | Build Wind | Firm Capacity | 1 | 2034-04-01 | 0 | MW
0 | 0 | System | Generator | Build Wind 2040 | Build Wind | Firm Capacity | 1 | 2034-07-01 | 0 | MW
0 | 0 | System | Generator | Build Wind 2040 | Build Wind | Firm Capacity | 1 | 2034-10-01 | 0 | MW
Build Wind 2040_Firm Capacity2035 | Build Wind_Firm Capacity2035 | System | Generator | Build Wind 2040 | Build Wind | Firm Capacity | 1 | 2035-01-01 | 0 | MW
0 | 0 | System | Generator | Build Wind 2040 | Build Wind | Firm Capacity | 1 | 2035-04-01 | 0 | MW
0 | 0 | System | Generator | Build Wind 2040 | Build Wind | Firm Capacity | 1 | 2035-07-01 | 0 | MW
0 | 0 | System | Generator | Build Wind 2040 | Build Wind | Firm Capacity | 1 | 2035-10-01 | 0 | MW
Build Wind 2040_Firm Capacity2036 | Build Wind_Firm Capacity2036 | System | Generator | Build Wind 2040 | Build Wind | Firm Capacity | 1 | 2036-01-01 | 0 | MW
0 | 0 | System | Generator | Build Wind 2040 | Build Wind | Firm Capacity | 1 | 2036-04-01 | 0 | MW
0 | 0 | System | Generator | Build Wind 2040 | Build Wind | Firm Capacity | 1 | 2036-07-01 | 0 | MW
0 | 0 | System | Generator | Build Wind 2040 | Build Wind | Firm Capacity | 1 | 2036-10-01 | 0 | MW
Build Wind 2040_Firm Capacity2037 | Build Wind_Firm Capacity2037 | System | Generator | Build Wind 2040 | Build Wind | Firm Capacity | 1 | 2037-01-01 | 0 | MW
0 | 0 | System | Generator | Build Wind 2040 | Build Wind | Firm Capacity | 1 | 2037-04-01 | 0 | MW
0 | 0 | System | Generator | Build Wind 2040 | Build Wind | Firm Capacity | 1 | 2037-07-01 | 0 | MW
0 | 0 | System | Generator | Build Wind 2040 | Build Wind | Firm Capacity | 1 | 2037-10-01 | 0 | MW
Build Wind 2040_Firm Capacity2038 | Build Wind_Firm Capacity2038 | System | Generator | Build Wind 2040 | Build Wind | Firm Capacity | 1 | 2038-01-01 | 0 | MW
0 | 0 | System | Generator | Build Wind 2040 | Build Wind | Firm Capacity | 1 | 2038-04-01 | 0 | MW
0 | 0 | System | Generator | Build Wind 2040 | Build Wind | Firm Capacity | 1 | 2038-07-01 | 0 | MW
0 | 0 | System | Generator | Build Wind 2040 | Build Wind | Firm Capacity | 1 | 2038-10-01 | 0 | MW
Build Wind 2040_Firm Capacity2039 | Build Wind_Firm Capacity2039 | System | Generator | Build Wind 2040 | Build Wind | Firm Capacity | 1 | 2039-01-01 | 0 | MW
0 | 0 | System | Generator | Build Wind 2040 | Build Wind | Firm Capacity | 1 | 2039-04-01 | 0 | MW
0 | 0 | System | Generator | Build Wind 2040 | Build Wind | Firm Capacity | 1 | 2039-07-01 | 0 | MW
0 | 0 | System | Generator | Build Wind 2040 | Build Wind | Firm Capacity | 1 | 2039-10-01 | 0 | MW
Build Wind 2040_Firm Capacity2040 | Build Wind_Firm Capacity2040 | System | Generator | Build Wind 2040 | Build Wind | Firm Capacity | 1 | 2040-01-01 | 0 | MW
0 | 0 | System | Generator | Build Wind 2040 | Build Wind | Firm Capacity | 1 | 2040-04-01 | 0 | MW
0 | 0 | System | Generator | Build Wind 2040 | Build Wind | Firm Capacity | 1 | 2040-07-01 | 0 | MW
0 | 0 | System | Generator | Build Wind 2040 | Build Wind | Firm Capacity | 1 | 2040-10-01 | 0 | MW
Build Wind 2040_Firm Capacity2041 | Build Wind_Firm Capacity2041 | System | Generator | Build Wind 2040 | Build Wind | Firm Capacity | 1 | 2041-01-01 | 0 | MW
0 | 0 | System | Generator | Build Wind 2040 | Build Wind | Firm Capacity | 1 | 2041-04-01 | 0 | MW
0 | 0 | System | Generator | Build Wind 2040 | Build Wind | Firm Capacity | 1 | 2041-07-01 | 0 | MW
0 | 0 | System | Generator | Build Wind 2040 | Build Wind | Firm Capacity | 1 | 2041-10-01 | 0 | MW
Build Wind 2040_Firm Capacity2042 | Build Wind_Firm Capacity2042 | System | Generator | Build Wind 2040 | Build Wind | Firm Capacity | 1 | 2042-01-01 | 0 | MW
0 | 0 | System | Generator | Build Wind 2040 | Build Wind | Firm Capacity | 1 | 2042-04-01 | 0 | MW
0 | 0 | System | Generator | Build Wind 2040 | Build Wind | Firm Capacity | 1 | 2042-07-01 | 0 | MW
0 | 0 | System | Generator | Build Wind 2040 | Build Wind | Firm Capacity | 1 | 2042-10-01 | 0 | MW
Build Wind 2040_Firm Capacity2043 | Build Wind_Firm Capacity2043 | System | Generator | Build Wind 2040 | Build Wind | Firm Capacity | 1 | 2043-01-01 | 0 | MW
0 | 0 | System | Generator | Build Wind 2040 | Build Wind | Firm Capacity | 1 | 2043-04-01 | 0 | MW
0 | 0 | System | Generator | Build Wind 2040 | Build Wind | Firm Capacity | 1 | 2043-07-01 | 0 | MW
0 | 0 | System | Generator | Build Wind 2040 | Build Wind | Firm Capacity | 1 | 2043-10-01 | 0 | MW
Build Wind 2041_Firm Capacity2024 | Build Wind_Firm Capacity2024 | System | Generator | Build Wind 2041 | Build Wind | Firm Capacity | 1 | 2024-01-01 | 0 | MW
0 | 0 | System | Generator | Build Wind 2041 | Build Wind | Firm Capacity | 1 | 2024-04-01 | 0 | MW
0 | 0 | System | Generator | Build Wind 2041 | Build Wind | Firm Capacity | 1 | 2024-07-01 | 0 | MW
0 | 0 | System | Generator | Build Wind 2041 | Build Wind | Firm Capacity | 1 | 2024-10-01 | 0 | MW
Build Wind 2041_Firm Capacity2025 | Build Wind_Firm Capacity2025 | System | Generator | Build Wind 2041 | Build Wind | Firm Capacity | 1 | 2025-01-01 | 0 | MW
0 | 0 | System | Generator | Build Wind 2041 | Build Wind | Firm Capacity | 1 | 2025-04-01 | 0 | MW
0 | 0 | System | Generator | Build Wind 2041 | Build Wind | Firm Capacity | 1 | 2025-07-01 | 0 | MW
0 | 0 | System | Generator | Build Wind 2041 | Build Wind | Firm Capacity | 1 | 2025-10-01 | 0 | MW
Build Wind 2041_Firm Capacity2026 | Build Wind_Firm Capacity2026 | System | Generator | Build Wind 2041 | Build Wind | Firm Capacity | 1 | 2026-01-01 | 0 | MW
0 | 0 | System | Generator | Build Wind 2041 | Build Wind | Firm Capacity | 1 | 2026-04-01 | 0 | MW
0 | 0 | System | Generator | Build Wind 2041 | Build Wind | Firm Capacity | 1 | 2026-07-01 | 0 | MW
0 | 0 | System | Generator | Build Wind 2041 | Build Wind | Firm Capacity | 1 | 2026-10-01 | 0 | MW
Build Wind 2041_Firm Capacity2027 | Build Wind_Firm Capacity2027 | System | Generator | Build Wind 2041 | Build Wind | Firm Capacity | 1 | 2027-01-01 | 0 | MW
0 | 0 | System | Generator | Build Wind 2041 | Build Wind | Firm Capacity | 1 | 2027-04-01 | 0 | MW
0 | 0 | System | Generator | Build Wind 2041 | Build Wind | Firm Capacity | 1 | 2027-07-01 | 0 | MW
0 | 0 | System | Generator | Build Wind 2041 | Build Wind | Firm Capacity | 1 | 2027-10-01 | 0 | MW
Build Wind 2041_Firm Capacity2028 | Build Wind_Firm Capacity2028 | System | Generator | Build Wind 2041 | Build Wind | Firm Capacity | 1 | 2028-01-01 | 0 | MW
0 | 0 | System | Generator | Build Wind 2041 | Build Wind | Firm Capacity | 1 | 2028-04-01 | 0 | MW
0 | 0 | System | Generator | Build Wind 2041 | Build Wind | Firm Capacity | 1 | 2028-07-01 | 0 | MW
0 | 0 | System | Generator | Build Wind 2041 | Build Wind | Firm Capacity | 1 | 2028-10-01 | 0 | MW
Build Wind 2041_Firm Capacity2029 | Build Wind_Firm Capacity2029 | System | Generator | Build Wind 2041 | Build Wind | Firm Capacity | 1 | 2029-01-01 | 0 | MW
0 | 0 | System | Generator | Build Wind 2041 | Build Wind | Firm Capacity | 1 | 2029-04-01 | 0 | MW
0 | 0 | System | Generator | Build Wind 2041 | Build Wind | Firm Capacity | 1 | 2029-07-01 | 0 | MW
0 | 0 | System | Generator | Build Wind 2041 | Build Wind | Firm Capacity | 1 | 2029-10-01 | 0 | MW
Build Wind 2041_Firm Capacity2030 | Build Wind_Firm Capacity2030 | System | Generator | Build Wind 2041 | Build Wind | Firm Capacity | 1 | 2030-01-01 | 0 | MW
0 | 0 | System | Generator | Build Wind 2041 | Build Wind | Firm Capacity | 1 | 2030-04-01 | 0 | MW
0 | 0 | System | Generator | Build Wind 2041 | Build Wind | Firm Capacity | 1 | 2030-07-01 | 0 | MW
0 | 0 | System | Generator | Build Wind 2041 | Build Wind | Firm Capacity | 1 | 2030-10-01 | 0 | MW
Build Wind 2041_Firm Capacity2031 | Build Wind_Firm Capacity2031 | System | Generator | Build Wind 2041 | Build Wind | Firm Capacity | 1 | 2031-01-01 | 0 | MW
0 | 0 | System | Generator | Build Wind 2041 | Build Wind | Firm Capacity | 1 | 2031-04-01 | 0 | MW
0 | 0 | System | Generator | Build Wind 2041 | Build Wind | Firm Capacity | 1 | 2031-07-01 | 0 | MW
0 | 0 | System | Generator | Build Wind 2041 | Build Wind | Firm Capacity | 1 | 2031-10-01 | 0 | MW
Build Wind 2041_Firm Capacity2032 | Build Wind_Firm Capacity2032 | System | Generator | Build Wind 2041 | Build Wind | Firm Capacity | 1 | 2032-01-01 | 0 | MW
0 | 0 | System | Generator | Build Wind 2041 | Build Wind | Firm Capacity | 1 | 2032-04-01 | 0 | MW
0 | 0 | System | Generator | Build Wind 2041 | Build Wind | Firm Capacity | 1 | 2032-07-01 | 0 | MW
0 | 0 | System | Generator | Build Wind 2041 | Build Wind | Firm Capacity | 1 | 2032-10-01 | 0 | MW
Build Wind 2041_Firm Capacity2033 | Build Wind_Firm Capacity2033 | System | Generator | Build Wind 2041 | Build Wind | Firm Capacity | 1 | 2033-01-01 | 0 | MW
0 | 0 | System | Generator | Build Wind 2041 | Build Wind | Firm Capacity | 1 | 2033-04-01 | 0 | MW
0 | 0 | System | Generator | Build Wind 2041 | Build Wind | Firm Capacity | 1 | 2033-07-01 | 0 | MW
0 | 0 | System | Generator | Build Wind 2041 | Build Wind | Firm Capacity | 1 | 2033-10-01 | 0 | MW
Build Wind 2041_Firm Capacity2034 | Build Wind_Firm Capacity2034 | System | Generator | Build Wind 2041 | Build Wind | Firm Capacity | 1 | 2034-01-01 | 0 | MW
0 | 0 | System | Generator | Build Wind 2041 | Build Wind | Firm Capacity | 1 | 2034-04-01 | 0 | MW
0 | 0 | System | Generator | Build Wind 2041 | Build Wind | Firm Capacity | 1 | 2034-07-01 | 0 | MW
0 | 0 | System | Generator | Build Wind 2041 | Build Wind | Firm Capacity | 1 | 2034-10-01 | 0 | MW
Build Wind 2041_Firm Capacity2035 | Build Wind_Firm Capacity2035 | System | Generator | Build Wind 2041 | Build Wind | Firm Capacity | 1 | 2035-01-01 | 0 | MW
0 | 0 | System | Generator | Build Wind 2041 | Build Wind | Firm Capacity | 1 | 2035-04-01 | 0 | MW
0 | 0 | System | Generator | Build Wind 2041 | Build Wind | Firm Capacity | 1 | 2035-07-01 | 0 | MW
0 | 0 | System | Generator | Build Wind 2041 | Build Wind | Firm Capacity | 1 | 2035-10-01 | 0 | MW
Build Wind 2041_Firm Capacity2036 | Build Wind_Firm Capacity2036 | System | Generator | Build Wind 2041 | Build Wind | Firm Capacity | 1 | 2036-01-01 | 0 | MW
0 | 0 | System | Generator | Build Wind 2041 | Build Wind | Firm Capacity | 1 | 2036-04-01 | 0 | MW
0 | 0 | System | Generator | Build Wind 2041 | Build Wind | Firm Capacity | 1 | 2036-07-01 | 0 | MW
0 | 0 | System | Generator | Build Wind 2041 | Build Wind | Firm Capacity | 1 | 2036-10-01 | 0 | MW
Build Wind 2041_Firm Capacity2037 | Build Wind_Firm Capacity2037 | System | Generator | Build Wind 2041 | Build Wind | Firm Capacity | 1 | 2037-01-01 | 0 | MW
0 | 0 | System | Generator | Build Wind 2041 | Build Wind | Firm Capacity | 1 | 2037-04-01 | 0 | MW
0 | 0 | System | Generator | Build Wind 2041 | Build Wind | Firm Capacity | 1 | 2037-07-01 | 0 | MW
0 | 0 | System | Generator | Build Wind 2041 | Build Wind | Firm Capacity | 1 | 2037-10-01 | 0 | MW
Build Wind 2041_Firm Capacity2038 | Build Wind_Firm Capacity2038 | System | Generator | Build Wind 2041 | Build Wind | Firm Capacity | 1 | 2038-01-01 | 0 | MW
0 | 0 | System | Generator | Build Wind 2041 | Build Wind | Firm Capacity | 1 | 2038-04-01 | 0 | MW
0 | 0 | System | Generator | Build Wind 2041 | Build Wind | Firm Capacity | 1 | 2038-07-01 | 0 | MW
0 | 0 | System | Generator | Build Wind 2041 | Build Wind | Firm Capacity | 1 | 2038-10-01 | 0 | MW
Build Wind 2041_Firm Capacity2039 | Build Wind_Firm Capacity2039 | System | Generator | Build Wind 2041 | Build Wind | Firm Capacity | 1 | 2039-01-01 | 0 | MW
0 | 0 | System | Generator | Build Wind 2041 | Build Wind | Firm Capacity | 1 | 2039-04-01 | 0 | MW
0 | 0 | System | Generator | Build Wind 2041 | Build Wind | Firm Capacity | 1 | 2039-07-01 | 0 | MW
0 | 0 | System | Generator | Build Wind 2041 | Build Wind | Firm Capacity | 1 | 2039-10-01 | 0 | MW
Build Wind 2041_Firm Capacity2040 | Build Wind_Firm Capacity2040 | System | Generator | Build Wind 2041 | Build Wind | Firm Capacity | 1 | 2040-01-01 | 0 | MW
0 | 0 | System | Generator | Build Wind 2041 | Build Wind | Firm Capacity | 1 | 2040-04-01 | 0 | MW
0 | 0 | System | Generator | Build Wind 2041 | Build Wind | Firm Capacity | 1 | 2040-07-01 | 0 | MW
0 | 0 | System | Generator | Build Wind 2041 | Build Wind | Firm Capacity | 1 | 2040-10-01 | 0 | MW
Build Wind 2041_Firm Capacity2041 | Build Wind_Firm Capacity2041 | System | Generator | Build Wind 2041 | Build Wind | Firm Capacity | 1 | 2041-01-01 | 0 | MW
0 | 0 | System | Generator | Build Wind 2041 | Build Wind | Firm Capacity | 1 | 2041-04-01 | 0 | MW
0 | 0 | System | Generator | Build Wind 2041 | Build Wind | Firm Capacity | 1 | 2041-07-01 | 0 | MW
0 | 0 | System | Generator | Build Wind 2041 | Build Wind | Firm Capacity | 1 | 2041-10-01 | 0 | MW
Build Wind 2041_Firm Capacity2042 | Build Wind_Firm Capacity2042 | System | Generator | Build Wind 2041 | Build Wind | Firm Capacity | 1 | 2042-01-01 | 0 | MW
0 | 0 | System | Generator | Build Wind 2041 | Build Wind | Firm Capacity | 1 | 2042-04-01 | 0 | MW
0 | 0 | System | Generator | Build Wind 2041 | Build Wind | Firm Capacity | 1 | 2042-07-01 | 0 | MW
0 | 0 | System | Generator | Build Wind 2041 | Build Wind | Firm Capacity | 1 | 2042-10-01 | 0 | MW
Build Wind 2041_Firm Capacity2043 | Build Wind_Firm Capacity2043 | System | Generator | Build Wind 2041 | Build Wind | Firm Capacity | 1 | 2043-01-01 | 0 | MW
0 | 0 | System | Generator | Build Wind 2041 | Build Wind | Firm Capacity | 1 | 2043-04-01 | 0 | MW
0 | 0 | System | Generator | Build Wind 2041 | Build Wind | Firm Capacity | 1 | 2043-07-01 | 0 | MW
0 | 0 | System | Generator | Build Wind 2041 | Build Wind | Firm Capacity | 1 | 2043-10-01 | 0 | MW
Build Wind 2042_Firm Capacity2024 | Build Wind_Firm Capacity2024 | System | Generator | Build Wind 2042 | Build Wind | Firm Capacity | 1 | 2024-01-01 | 0 | MW
0 | 0 | System | Generator | Build Wind 2042 | Build Wind | Firm Capacity | 1 | 2024-04-01 | 0 | MW
0 | 0 | System | Generator | Build Wind 2042 | Build Wind | Firm Capacity | 1 | 2024-07-01 | 0 | MW
0 | 0 | System | Generator | Build Wind 2042 | Build Wind | Firm Capacity | 1 | 2024-10-01 | 0 | MW
Build Wind 2042_Firm Capacity2025 | Build Wind_Firm Capacity2025 | System | Generator | Build Wind 2042 | Build Wind | Firm Capacity | 1 | 2025-01-01 | 0 | MW
0 | 0 | System | Generator | Build Wind 2042 | Build Wind | Firm Capacity | 1 | 2025-04-01 | 0 | MW
0 | 0 | System | Generator | Build Wind 2042 | Build Wind | Firm Capacity | 1 | 2025-07-01 | 0 | MW
0 | 0 | System | Generator | Build Wind 2042 | Build Wind | Firm Capacity | 1 | 2025-10-01 | 0 | MW
Build Wind 2042_Firm Capacity2026 | Build Wind_Firm Capacity2026 | System | Generator | Build Wind 2042 | Build Wind | Firm Capacity | 1 | 2026-01-01 | 0 | MW
0 | 0 | System | Generator | Build Wind 2042 | Build Wind | Firm Capacity | 1 | 2026-04-01 | 0 | MW
0 | 0 | System | Generator | Build Wind 2042 | Build Wind | Firm Capacity | 1 | 2026-07-01 | 0 | MW
0 | 0 | System | Generator | Build Wind 2042 | Build Wind | Firm Capacity | 1 | 2026-10-01 | 0 | MW
Build Wind 2042_Firm Capacity2027 | Build Wind_Firm Capacity2027 | System | Generator | Build Wind 2042 | Build Wind | Firm Capacity | 1 | 2027-01-01 | 0 | MW
0 | 0 | System | Generator | Build Wind 2042 | Build Wind | Firm Capacity | 1 | 2027-04-01 | 0 | MW
0 | 0 | System | Generator | Build Wind 2042 | Build Wind | Firm Capacity | 1 | 2027-07-01 | 0 | MW
0 | 0 | System | Generator | Build Wind 2042 | Build Wind | Firm Capacity | 1 | 2027-10-01 | 0 | MW
Build Wind 2042_Firm Capacity2028 | Build Wind_Firm Capacity2028 | System | Generator | Build Wind 2042 | Build Wind | Firm Capacity | 1 | 2028-01-01 | 0 | MW
0 | 0 | System | Generator | Build Wind 2042 | Build Wind | Firm Capacity | 1 | 2028-04-01 | 0 | MW
0 | 0 | System | Generator | Build Wind 2042 | Build Wind | Firm Capacity | 1 | 2028-07-01 | 0 | MW
0 | 0 | System | Generator | Build Wind 2042 | Build Wind | Firm Capacity | 1 | 2028-10-01 | 0 | MW
Build Wind 2042_Firm Capacity2029 | Build Wind_Firm Capacity2029 | System | Generator | Build Wind 2042 | Build Wind | Firm Capacity | 1 | 2029-01-01 | 0 | MW
0 | 0 | System | Generator | Build Wind 2042 | Build Wind | Firm Capacity | 1 | 2029-04-01 | 0 | MW
0 | 0 | System | Generator | Build Wind 2042 | Build Wind | Firm Capacity | 1 | 2029-07-01 | 0 | MW
0 | 0 | System | Generator | Build Wind 2042 | Build Wind | Firm Capacity | 1 | 2029-10-01 | 0 | MW
Build Wind 2042_Firm Capacity2030 | Build Wind_Firm Capacity2030 | System | Generator | Build Wind 2042 | Build Wind | Firm Capacity | 1 | 2030-01-01 | 0 | MW
0 | 0 | System | Generator | Build Wind 2042 | Build Wind | Firm Capacity | 1 | 2030-04-01 | 0 | MW
0 | 0 | System | Generator | Build Wind 2042 | Build Wind | Firm Capacity | 1 | 2030-07-01 | 0 | MW
0 | 0 | System | Generator | Build Wind 2042 | Build Wind | Firm Capacity | 1 | 2030-10-01 | 0 | MW
Build Wind 2042_Firm Capacity2031 | Build Wind_Firm Capacity2031 | System | Generator | Build Wind 2042 | Build Wind | Firm Capacity | 1 | 2031-01-01 | 0 | MW
0 | 0 | System | Generator | Build Wind 2042 | Build Wind | Firm Capacity | 1 | 2031-04-01 | 0 | MW
0 | 0 | System | Generator | Build Wind 2042 | Build Wind | Firm Capacity | 1 | 2031-07-01 | 0 | MW
0 | 0 | System | Generator | Build Wind 2042 | Build Wind | Firm Capacity | 1 | 2031-10-01 | 0 | MW
Build Wind 2042_Firm Capacity2032 | Build Wind_Firm Capacity2032 | System | Generator | Build Wind 2042 | Build Wind | Firm Capacity | 1 | 2032-01-01 | 0 | MW
0 | 0 | System | Generator | Build Wind 2042 | Build Wind | Firm Capacity | 1 | 2032-04-01 | 0 | MW
0 | 0 | System | Generator | Build Wind 2042 | Build Wind | Firm Capacity | 1 | 2032-07-01 | 0 | MW
0 | 0 | System | Generator | Build Wind 2042 | Build Wind | Firm Capacity | 1 | 2032-10-01 | 0 | MW
Build Wind 2042_Firm Capacity2033 | Build Wind_Firm Capacity2033 | System | Generator | Build Wind 2042 | Build Wind | Firm Capacity | 1 | 2033-01-01 | 0 | MW
0 | 0 | System | Generator | Build Wind 2042 | Build Wind | Firm Capacity | 1 | 2033-04-01 | 0 | MW
0 | 0 | System | Generator | Build Wind 2042 | Build Wind | Firm Capacity | 1 | 2033-07-01 | 0 | MW
0 | 0 | System | Generator | Build Wind 2042 | Build Wind | Firm Capacity | 1 | 2033-10-01 | 0 | MW
Build Wind 2042_Firm Capacity2034 | Build Wind_Firm Capacity2034 | System | Generator | Build Wind 2042 | Build Wind | Firm Capacity | 1 | 2034-01-01 | 0 | MW
0 | 0 | System | Generator | Build Wind 2042 | Build Wind | Firm Capacity | 1 | 2034-04-01 | 0 | MW
0 | 0 | System | Generator | Build Wind 2042 | Build Wind | Firm Capacity | 1 | 2034-07-01 | 0 | MW
0 | 0 | System | Generator | Build Wind 2042 | Build Wind | Firm Capacity | 1 | 2034-10-01 | 0 | MW
Build Wind 2042_Firm Capacity2035 | Build Wind_Firm Capacity2035 | System | Generator | Build Wind 2042 | Build Wind | Firm Capacity | 1 | 2035-01-01 | 0 | MW
0 | 0 | System | Generator | Build Wind 2042 | Build Wind | Firm Capacity | 1 | 2035-04-01 | 0 | MW
0 | 0 | System | Generator | Build Wind 2042 | Build Wind | Firm Capacity | 1 | 2035-07-01 | 0 | MW
0 | 0 | System | Generator | Build Wind 2042 | Build Wind | Firm Capacity | 1 | 2035-10-01 | 0 | MW
Build Wind 2042_Firm Capacity2036 | Build Wind_Firm Capacity2036 | System | Generator | Build Wind 2042 | Build Wind | Firm Capacity | 1 | 2036-01-01 | 0 | MW
0 | 0 | System | Generator | Build Wind 2042 | Build Wind | Firm Capacity | 1 | 2036-04-01 | 0 | MW
0 | 0 | System | Generator | Build Wind 2042 | Build Wind | Firm Capacity | 1 | 2036-07-01 | 0 | MW
0 | 0 | System | Generator | Build Wind 2042 | Build Wind | Firm Capacity | 1 | 2036-10-01 | 0 | MW
Build Wind 2042_Firm Capacity2037 | Build Wind_Firm Capacity2037 | System | Generator | Build Wind 2042 | Build Wind | Firm Capacity | 1 | 2037-01-01 | 0 | MW
0 | 0 | System | Generator | Build Wind 2042 | Build Wind | Firm Capacity | 1 | 2037-04-01 | 0 | MW
0 | 0 | System | Generator | Build Wind 2042 | Build Wind | Firm Capacity | 1 | 2037-07-01 | 0 | MW
0 | 0 | System | Generator | Build Wind 2042 | Build Wind | Firm Capacity | 1 | 2037-10-01 | 0 | MW
Build Wind 2042_Firm Capacity2038 | Build Wind_Firm Capacity2038 | System | Generator | Build Wind 2042 | Build Wind | Firm Capacity | 1 | 2038-01-01 | 0 | MW
0 | 0 | System | Generator | Build Wind 2042 | Build Wind | Firm Capacity | 1 | 2038-04-01 | 0 | MW
0 | 0 | System | Generator | Build Wind 2042 | Build Wind | Firm Capacity | 1 | 2038-07-01 | 0 | MW
0 | 0 | System | Generator | Build Wind 2042 | Build Wind | Firm Capacity | 1 | 2038-10-01 | 0 | MW
Build Wind 2042_Firm Capacity2039 | Build Wind_Firm Capacity2039 | System | Generator | Build Wind 2042 | Build Wind | Firm Capacity | 1 | 2039-01-01 | 0 | MW
0 | 0 | System | Generator | Build Wind 2042 | Build Wind | Firm Capacity | 1 | 2039-04-01 | 0 | MW
0 | 0 | System | Generator | Build Wind 2042 | Build Wind | Firm Capacity | 1 | 2039-07-01 | 0 | MW
0 | 0 | System | Generator | Build Wind 2042 | Build Wind | Firm Capacity | 1 | 2039-10-01 | 0 | MW
Build Wind 2042_Firm Capacity2040 | Build Wind_Firm Capacity2040 | System | Generator | Build Wind 2042 | Build Wind | Firm Capacity | 1 | 2040-01-01 | 0 | MW
0 | 0 | System | Generator | Build Wind 2042 | Build Wind | Firm Capacity | 1 | 2040-04-01 | 0 | MW
0 | 0 | System | Generator | Build Wind 2042 | Build Wind | Firm Capacity | 1 | 2040-07-01 | 0 | MW
0 | 0 | System | Generator | Build Wind 2042 | Build Wind | Firm Capacity | 1 | 2040-10-01 | 0 | MW
Build Wind 2042_Firm Capacity2041 | Build Wind_Firm Capacity2041 | System | Generator | Build Wind 2042 | Build Wind | Firm Capacity | 1 | 2041-01-01 | 0 | MW
0 | 0 | System | Generator | Build Wind 2042 | Build Wind | Firm Capacity | 1 | 2041-04-01 | 0 | MW
0 | 0 | System | Generator | Build Wind 2042 | Build Wind | Firm Capacity | 1 | 2041-07-01 | 0 | MW
0 | 0 | System | Generator | Build Wind 2042 | Build Wind | Firm Capacity | 1 | 2041-10-01 | 0 | MW
Build Wind 2042_Firm Capacity2042 | Build Wind_Firm Capacity2042 | System | Generator | Build Wind 2042 | Build Wind | Firm Capacity | 1 | 2042-01-01 | 0 | MW
0 | 0 | System | Generator | Build Wind 2042 | Build Wind | Firm Capacity | 1 | 2042-04-01 | 19.5 | MW
0 | 0 | System | Generator | Build Wind 2042 | Build Wind | Firm Capacity | 1 | 2042-07-01 | 19.5 | MW
0 | 0 | System | Generator | Build Wind 2042 | Build Wind | Firm Capacity | 1 | 2042-10-01 | 19.5 | MW
Build Wind 2042_Firm Capacity2043 | Build Wind_Firm Capacity2043 | System | Generator | Build Wind 2042 | Build Wind | Firm Capacity | 1 | 2043-01-01 | 19.5 | MW
0 | 0 | System | Generator | Build Wind 2042 | Build Wind | Firm Capacity | 1 | 2043-04-01 | 19.35 | MW
0 | 0 | System | Generator | Build Wind 2042 | Build Wind | Firm Capacity | 1 | 2043-07-01 | 19.35 | MW
0 | 0 | System | Generator | Build Wind 2042 | Build Wind | Firm Capacity | 1 | 2043-10-01 | 19.35 | MW
Build Wind 2043_Firm Capacity2024 | Build Wind_Firm Capacity2024 | System | Generator | Build Wind 2043 | Build Wind | Firm Capacity | 1 | 2024-01-01 | 0 | MW
0 | 0 | System | Generator | Build Wind 2043 | Build Wind | Firm Capacity | 1 | 2024-04-01 | 0 | MW
0 | 0 | System | Generator | Build Wind 2043 | Build Wind | Firm Capacity | 1 | 2024-07-01 | 0 | MW
0 | 0 | System | Generator | Build Wind 2043 | Build Wind | Firm Capacity | 1 | 2024-10-01 | 0 | MW
Build Wind 2043_Firm Capacity2025 | Build Wind_Firm Capacity2025 | System | Generator | Build Wind 2043 | Build Wind | Firm Capacity | 1 | 2025-01-01 | 0 | MW
0 | 0 | System | Generator | Build Wind 2043 | Build Wind | Firm Capacity | 1 | 2025-04-01 | 0 | MW
0 | 0 | System | Generator | Build Wind 2043 | Build Wind | Firm Capacity | 1 | 2025-07-01 | 0 | MW
0 | 0 | System | Generator | Build Wind 2043 | Build Wind | Firm Capacity | 1 | 2025-10-01 | 0 | MW
Build Wind 2043_Firm Capacity2026 | Build Wind_Firm Capacity2026 | System | Generator | Build Wind 2043 | Build Wind | Firm Capacity | 1 | 2026-01-01 | 0 | MW
0 | 0 | System | Generator | Build Wind 2043 | Build Wind | Firm Capacity | 1 | 2026-04-01 | 0 | MW
0 | 0 | System | Generator | Build Wind 2043 | Build Wind | Firm Capacity | 1 | 2026-07-01 | 0 | MW
0 | 0 | System | Generator | Build Wind 2043 | Build Wind | Firm Capacity | 1 | 2026-10-01 | 0 | MW
Build Wind 2043_Firm Capacity2027 | Build Wind_Firm Capacity2027 | System | Generator | Build Wind 2043 | Build Wind | Firm Capacity | 1 | 2027-01-01 | 0 | MW
0 | 0 | System | Generator | Build Wind 2043 | Build Wind | Firm Capacity | 1 | 2027-04-01 | 0 | MW
0 | 0 | System | Generator | Build Wind 2043 | Build Wind | Firm Capacity | 1 | 2027-07-01 | 0 | MW
0 | 0 | System | Generator | Build Wind 2043 | Build Wind | Firm Capacity | 1 | 2027-10-01 | 0 | MW
Build Wind 2043_Firm Capacity2028 | Build Wind_Firm Capacity2028 | System | Generator | Build Wind 2043 | Build Wind | Firm Capacity | 1 | 2028-01-01 | 0 | MW
0 | 0 | System | Generator | Build Wind 2043 | Build Wind | Firm Capacity | 1 | 2028-04-01 | 0 | MW
0 | 0 | System | Generator | Build Wind 2043 | Build Wind | Firm Capacity | 1 | 2028-07-01 | 0 | MW
0 | 0 | System | Generator | Build Wind 2043 | Build Wind | Firm Capacity | 1 | 2028-10-01 | 0 | MW
Build Wind 2043_Firm Capacity2029 | Build Wind_Firm Capacity2029 | System | Generator | Build Wind 2043 | Build Wind | Firm Capacity | 1 | 2029-01-01 | 0 | MW
0 | 0 | System | Generator | Build Wind 2043 | Build Wind | Firm Capacity | 1 | 2029-04-01 | 0 | MW
0 | 0 | System | Generator | Build Wind 2043 | Build Wind | Firm Capacity | 1 | 2029-07-01 | 0 | MW
0 | 0 | System | Generator | Build Wind 2043 | Build Wind | Firm Capacity | 1 | 2029-10-01 | 0 | MW
Build Wind 2043_Firm Capacity2030 | Build Wind_Firm Capacity2030 | System | Generator | Build Wind 2043 | Build Wind | Firm Capacity | 1 | 2030-01-01 | 0 | MW
0 | 0 | System | Generator | Build Wind 2043 | Build Wind | Firm Capacity | 1 | 2030-04-01 | 0 | MW
0 | 0 | System | Generator | Build Wind 2043 | Build Wind | Firm Capacity | 1 | 2030-07-01 | 0 | MW
0 | 0 | System | Generator | Build Wind 2043 | Build Wind | Firm Capacity | 1 | 2030-10-01 | 0 | MW
Build Wind 2043_Firm Capacity2031 | Build Wind_Firm Capacity2031 | System | Generator | Build Wind 2043 | Build Wind | Firm Capacity | 1 | 2031-01-01 | 0 | MW
0 | 0 | System | Generator | Build Wind 2043 | Build Wind | Firm Capacity | 1 | 2031-04-01 | 0 | MW
0 | 0 | System | Generator | Build Wind 2043 | Build Wind | Firm Capacity | 1 | 2031-07-01 | 0 | MW
0 | 0 | System | Generator | Build Wind 2043 | Build Wind | Firm Capacity | 1 | 2031-10-01 | 0 | MW
Build Wind 2043_Firm Capacity2032 | Build Wind_Firm Capacity2032 | System | Generator | Build Wind 2043 | Build Wind | Firm Capacity | 1 | 2032-01-01 | 0 | MW
0 | 0 | System | Generator | Build Wind 2043 | Build Wind | Firm Capacity | 1 | 2032-04-01 | 0 | MW
0 | 0 | System | Generator | Build Wind 2043 | Build Wind | Firm Capacity | 1 | 2032-07-01 | 0 | MW
0 | 0 | System | Generator | Build Wind 2043 | Build Wind | Firm Capacity | 1 | 2032-10-01 | 0 | MW
Build Wind 2043_Firm Capacity2033 | Build Wind_Firm Capacity2033 | System | Generator | Build Wind 2043 | Build Wind | Firm Capacity | 1 | 2033-01-01 | 0 | MW
0 | 0 | System | Generator | Build Wind 2043 | Build Wind | Firm Capacity | 1 | 2033-04-01 | 0 | MW
0 | 0 | System | Generator | Build Wind 2043 | Build Wind | Firm Capacity | 1 | 2033-07-01 | 0 | MW
0 | 0 | System | Generator | Build Wind 2043 | Build Wind | Firm Capacity | 1 | 2033-10-01 | 0 | MW
Build Wind 2043_Firm Capacity2034 | Build Wind_Firm Capacity2034 | System | Generator | Build Wind 2043 | Build Wind | Firm Capacity | 1 | 2034-01-01 | 0 | MW
0 | 0 | System | Generator | Build Wind 2043 | Build Wind | Firm Capacity | 1 | 2034-04-01 | 0 | MW
0 | 0 | System | Generator | Build Wind 2043 | Build Wind | Firm Capacity | 1 | 2034-07-01 | 0 | MW
0 | 0 | System | Generator | Build Wind 2043 | Build Wind | Firm Capacity | 1 | 2034-10-01 | 0 | MW
Build Wind 2043_Firm Capacity2035 | Build Wind_Firm Capacity2035 | System | Generator | Build Wind 2043 | Build Wind | Firm Capacity | 1 | 2035-01-01 | 0 | MW
0 | 0 | System | Generator | Build Wind 2043 | Build Wind | Firm Capacity | 1 | 2035-04-01 | 0 | MW
0 | 0 | System | Generator | Build Wind 2043 | Build Wind | Firm Capacity | 1 | 2035-07-01 | 0 | MW
0 | 0 | System | Generator | Build Wind 2043 | Build Wind | Firm Capacity | 1 | 2035-10-01 | 0 | MW
Build Wind 2043_Firm Capacity2036 | Build Wind_Firm Capacity2036 | System | Generator | Build Wind 2043 | Build Wind | Firm Capacity | 1 | 2036-01-01 | 0 | MW
0 | 0 | System | Generator | Build Wind 2043 | Build Wind | Firm Capacity | 1 | 2036-04-01 | 0 | MW
0 | 0 | System | Generator | Build Wind 2043 | Build Wind | Firm Capacity | 1 | 2036-07-01 | 0 | MW
0 | 0 | System | Generator | Build Wind 2043 | Build Wind | Firm Capacity | 1 | 2036-10-01 | 0 | MW
Build Wind 2043_Firm Capacity2037 | Build Wind_Firm Capacity2037 | System | Generator | Build Wind 2043 | Build Wind | Firm Capacity | 1 | 2037-01-01 | 0 | MW
0 | 0 | System | Generator | Build Wind 2043 | Build Wind | Firm Capacity | 1 | 2037-04-01 | 0 | MW
0 | 0 | System | Generator | Build Wind 2043 | Build Wind | Firm Capacity | 1 | 2037-07-01 | 0 | MW
0 | 0 | System | Generator | Build Wind 2043 | Build Wind | Firm Capacity | 1 | 2037-10-01 | 0 | MW
Build Wind 2043_Firm Capacity2038 | Build Wind_Firm Capacity2038 | System | Generator | Build Wind 2043 | Build Wind | Firm Capacity | 1 | 2038-01-01 | 0 | MW
0 | 0 | System | Generator | Build Wind 2043 | Build Wind | Firm Capacity | 1 | 2038-04-01 | 0 | MW
0 | 0 | System | Generator | Build Wind 2043 | Build Wind | Firm Capacity | 1 | 2038-07-01 | 0 | MW
0 | 0 | System | Generator | Build Wind 2043 | Build Wind | Firm Capacity | 1 | 2038-10-01 | 0 | MW
Build Wind 2043_Firm Capacity2039 | Build Wind_Firm Capacity2039 | System | Generator | Build Wind 2043 | Build Wind | Firm Capacity | 1 | 2039-01-01 | 0 | MW
0 | 0 | System | Generator | Build Wind 2043 | Build Wind | Firm Capacity | 1 | 2039-04-01 | 0 | MW
0 | 0 | System | Generator | Build Wind 2043 | Build Wind | Firm Capacity | 1 | 2039-07-01 | 0 | MW
0 | 0 | System | Generator | Build Wind 2043 | Build Wind | Firm Capacity | 1 | 2039-10-01 | 0 | MW
Build Wind 2043_Firm Capacity2040 | Build Wind_Firm Capacity2040 | System | Generator | Build Wind 2043 | Build Wind | Firm Capacity | 1 | 2040-01-01 | 0 | MW
0 | 0 | System | Generator | Build Wind 2043 | Build Wind | Firm Capacity | 1 | 2040-04-01 | 0 | MW
0 | 0 | System | Generator | Build Wind 2043 | Build Wind | Firm Capacity | 1 | 2040-07-01 | 0 | MW
0 | 0 | System | Generator | Build Wind 2043 | Build Wind | Firm Capacity | 1 | 2040-10-01 | 0 | MW
Build Wind 2043_Firm Capacity2041 | Build Wind_Firm Capacity2041 | System | Generator | Build Wind 2043 | Build Wind | Firm Capacity | 1 | 2041-01-01 | 0 | MW
0 | 0 | System | Generator | Build Wind 2043 | Build Wind | Firm Capacity | 1 | 2041-04-01 | 0 | MW
0 | 0 | System | Generator | Build Wind 2043 | Build Wind | Firm Capacity | 1 | 2041-07-01 | 0 | MW
0 | 0 | System | Generator | Build Wind 2043 | Build Wind | Firm Capacity | 1 | 2041-10-01 | 0 | MW
Build Wind 2043_Firm Capacity2042 | Build Wind_Firm Capacity2042 | System | Generator | Build Wind 2043 | Build Wind | Firm Capacity | 1 | 2042-01-01 | 0 | MW
0 | 0 | System | Generator | Build Wind 2043 | Build Wind | Firm Capacity | 1 | 2042-04-01 | 0 | MW
0 | 0 | System | Generator | Build Wind 2043 | Build Wind | Firm Capacity | 1 | 2042-07-01 | 0 | MW
0 | 0 | System | Generator | Build Wind 2043 | Build Wind | Firm Capacity | 1 | 2042-10-01 | 0 | MW
Build Wind 2043_Firm Capacity2043 | Build Wind_Firm Capacity2043 | System | Generator | Build Wind 2043 | Build Wind | Firm Capacity | 1 | 2043-01-01 | 0 | MW
0 | 0 | System | Generator | Build Wind 2043 | Build Wind | Firm Capacity | 1 | 2043-04-01 | 0 | MW
0 | 0 | System | Generator | Build Wind 2043 | Build Wind | Firm Capacity | 1 | 2043-07-01 | 0 | MW
0 | 0 | System | Generator | Build Wind 2043 | Build Wind | Firm Capacity | 1 | 2043-10-01 | 0 | MW
Build Solar 2027_Firm Capacity2024 | Build Solar_Firm Capacity2024 | System | Generator | Build Solar 2027 | Build Solar | Firm Capacity | 1 | 2024-01-01 | 0 | MW
0 | 0 | System | Generator | Build Solar 2027 | Build Solar | Firm Capacity | 1 | 2024-04-01 | 0 | MW
0 | 0 | System | Generator | Build Solar 2027 | Build Solar | Firm Capacity | 1 | 2024-07-01 | 0 | MW
0 | 0 | System | Generator | Build Solar 2027 | Build Solar | Firm Capacity | 1 | 2024-10-01 | 0 | MW
Build Solar 2027_Firm Capacity2025 | Build Solar_Firm Capacity2025 | System | Generator | Build Solar 2027 | Build Solar | Firm Capacity | 1 | 2025-01-01 | 0 | MW
0 | 0 | System | Generator | Build Solar 2027 | Build Solar | Firm Capacity | 1 | 2025-04-01 | 0 | MW
0 | 0 | System | Generator | Build Solar 2027 | Build Solar | Firm Capacity | 1 | 2025-07-01 | 0 | MW
0 | 0 | System | Generator | Build Solar 2027 | Build Solar | Firm Capacity | 1 | 2025-10-01 | 0 | MW
Build Solar 2027_Firm Capacity2026 | Build Solar_Firm Capacity2026 | System | Generator | Build Solar 2027 | Build Solar | Firm Capacity | 1 | 2026-01-01 | 0 | MW
0 | 0 | System | Generator | Build Solar 2027 | Build Solar | Firm Capacity | 1 | 2026-04-01 | 0 | MW
0 | 0 | System | Generator | Build Solar 2027 | Build Solar | Firm Capacity | 1 | 2026-07-01 | 0 | MW
0 | 0 | System | Generator | Build Solar 2027 | Build Solar | Firm Capacity | 1 | 2026-10-01 | 0 | MW
Build Solar 2027_Firm Capacity2027 | Build Solar_Firm Capacity2027 | System | Generator | Build Solar 2027 | Build Solar | Firm Capacity | 1 | 2027-01-01 | 0 | MW
0 | 0 | System | Generator | Build Solar 2027 | Build Solar | Firm Capacity | 1 | 2027-04-01 | 100.5 | MW
0 | 0 | System | Generator | Build Solar 2027 | Build Solar | Firm Capacity | 1 | 2027-07-01 | 100.5 | MW
0 | 0 | System | Generator | Build Solar 2027 | Build Solar | Firm Capacity | 1 | 2027-10-01 | 17.25 | MW
Build Solar 2027_Firm Capacity2028 | Build Solar_Firm Capacity2028 | System | Generator | Build Solar 2027 | Build Solar | Firm Capacity | 1 | 2028-01-01 | 17.25 | MW
0 | 0 | System | Generator | Build Solar 2027 | Build Solar | Firm Capacity | 1 | 2028-04-01 | 96 | MW
0 | 0 | System | Generator | Build Solar 2027 | Build Solar | Firm Capacity | 1 | 2028-07-01 | 96 | MW
0 | 0 | System | Generator | Build Solar 2027 | Build Solar | Firm Capacity | 1 | 2028-10-01 | 16.05 | MW
Build Solar 2027_Firm Capacity2029 | Build Solar_Firm Capacity2029 | System | Generator | Build Solar 2027 | Build Solar | Firm Capacity | 1 | 2029-01-01 | 16.05 | MW
0 | 0 | System | Generator | Build Solar 2027 | Build Solar | Firm Capacity | 1 | 2029-04-01 | 91.5 | MW
0 | 0 | System | Generator | Build Solar 2027 | Build Solar | Firm Capacity | 1 | 2029-07-01 | 91.5 | MW
0 | 0 | System | Generator | Build Solar 2027 | Build Solar | Firm Capacity | 1 | 2029-10-01 | 14.85 | MW
Build Solar 2027_Firm Capacity2030 | Build Solar_Firm Capacity2030 | System | Generator | Build Solar 2027 | Build Solar | Firm Capacity | 1 | 2030-01-01 | 14.85 | MW
0 | 0 | System | Generator | Build Solar 2027 | Build Solar | Firm Capacity | 1 | 2030-04-01 | 87 | MW
0 | 0 | System | Generator | Build Solar 2027 | Build Solar | Firm Capacity | 1 | 2030-07-01 | 87 | MW
0 | 0 | System | Generator | Build Solar 2027 | Build Solar | Firm Capacity | 1 | 2030-10-01 | 13.65 | MW
Build Solar 2027_Firm Capacity2031 | Build Solar_Firm Capacity2031 | System | Generator | Build Solar 2027 | Build Solar | Firm Capacity | 1 | 2031-01-01 | 13.65 | MW
0 | 0 | System | Generator | Build Solar 2027 | Build Solar | Firm Capacity | 1 | 2031-04-01 | 82.5 | MW
0 | 0 | System | Generator | Build Solar 2027 | Build Solar | Firm Capacity | 1 | 2031-07-01 | 82.5 | MW
0 | 0 | System | Generator | Build Solar 2027 | Build Solar | Firm Capacity | 1 | 2031-10-01 | 12.45 | MW
Build Solar 2027_Firm Capacity2032 | Build Solar_Firm Capacity2032 | System | Generator | Build Solar 2027 | Build Solar | Firm Capacity | 1 | 2032-01-01 | 12.45 | MW
0 | 0 | System | Generator | Build Solar 2027 | Build Solar | Firm Capacity | 1 | 2032-04-01 | 78 | MW
0 | 0 | System | Generator | Build Solar 2027 | Build Solar | Firm Capacity | 1 | 2032-07-01 | 78 | MW
0 | 0 | System | Generator | Build Solar 2027 | Build Solar | Firm Capacity | 1 | 2032-10-01 | 11.25 | MW
Build Solar 2027_Firm Capacity2033 | Build Solar_Firm Capacity2033 | System | Generator | Build Solar 2027 | Build Solar | Firm Capacity | 1 | 2033-01-01 | 11.25 | MW
0 | 0 | System | Generator | Build Solar 2027 | Build Solar | Firm Capacity | 1 | 2033-04-01 | 73.2 | MW
0 | 0 | System | Generator | Build Solar 2027 | Build Solar | Firm Capacity | 1 | 2033-07-01 | 73.2 | MW
0 | 0 | System | Generator | Build Solar 2027 | Build Solar | Firm Capacity | 1 | 2033-10-01 | 10.875 | MW
Build Solar 2027_Firm Capacity2034 | Build Solar_Firm Capacity2034 | System | Generator | Build Solar 2027 | Build Solar | Firm Capacity | 1 | 2034-01-01 | 10.875 | MW
0 | 0 | System | Generator | Build Solar 2027 | Build Solar | Firm Capacity | 1 | 2034-04-01 | 68.4 | MW
0 | 0 | System | Generator | Build Solar 2027 | Build Solar | Firm Capacity | 1 | 2034-07-01 | 68.4 | MW
0 | 0 | System | Generator | Build Solar 2027 | Build Solar | Firm Capacity | 1 | 2034-10-01 | 10.5 | MW
Build Solar 2027_Firm Capacity2035 | Build Solar_Firm Capacity2035 | System | Generator | Build Solar 2027 | Build Solar | Firm Capacity | 1 | 2035-01-01 | 10.5 | MW
0 | 0 | System | Generator | Build Solar 2027 | Build Solar | Firm Capacity | 1 | 2035-04-01 | 63.6 | MW
0 | 0 | System | Generator | Build Solar 2027 | Build Solar | Firm Capacity | 1 | 2035-07-01 | 63.6 | MW
0 | 0 | System | Generator | Build Solar 2027 | Build Solar | Firm Capacity | 1 | 2035-10-01 | 10.125 | MW
Build Solar 2027_Firm Capacity2036 | Build Solar_Firm Capacity2036 | System | Generator | Build Solar 2027 | Build Solar | Firm Capacity | 1 | 2036-01-01 | 10.125 | MW
0 | 0 | System | Generator | Build Solar 2027 | Build Solar | Firm Capacity | 1 | 2036-04-01 | 58.8 | MW
0 | 0 | System | Generator | Build Solar 2027 | Build Solar | Firm Capacity | 1 | 2036-07-01 | 58.8 | MW
0 | 0 | System | Generator | Build Solar 2027 | Build Solar | Firm Capacity | 1 | 2036-10-01 | 9.75 | MW
Build Solar 2027_Firm Capacity2037 | Build Solar_Firm Capacity2037 | System | Generator | Build Solar 2027 | Build Solar | Firm Capacity | 1 | 2037-01-01 | 9.75 | MW
0 | 0 | System | Generator | Build Solar 2027 | Build Solar | Firm Capacity | 1 | 2037-04-01 | 54 | MW
0 | 0 | System | Generator | Build Solar 2027 | Build Solar | Firm Capacity | 1 | 2037-07-01 | 54 | MW
0 | 0 | System | Generator | Build Solar 2027 | Build Solar | Firm Capacity | 1 | 2037-10-01 | 9.375 | MW
Build Solar 2027_Firm Capacity2038 | Build Solar_Firm Capacity2038 | System | Generator | Build Solar 2027 | Build Solar | Firm Capacity | 1 | 2038-01-01 | 9.375 | MW
0 | 0 | System | Generator | Build Solar 2027 | Build Solar | Firm Capacity | 1 | 2038-04-01 | 49.2 | MW
0 | 0 | System | Generator | Build Solar 2027 | Build Solar | Firm Capacity | 1 | 2038-07-01 | 49.2 | MW
0 | 0 | System | Generator | Build Solar 2027 | Build Solar | Firm Capacity | 1 | 2038-10-01 | 9 | MW
Build Solar 2027_Firm Capacity2039 | Build Solar_Firm Capacity2039 | System | Generator | Build Solar 2027 | Build Solar | Firm Capacity | 1 | 2039-01-01 | 9 | MW
0 | 0 | System | Generator | Build Solar 2027 | Build Solar | Firm Capacity | 1 | 2039-04-01 | 44.4 | MW
0 | 0 | System | Generator | Build Solar 2027 | Build Solar | Firm Capacity | 1 | 2039-07-01 | 44.4 | MW
0 | 0 | System | Generator | Build Solar 2027 | Build Solar | Firm Capacity | 1 | 2039-10-01 | 8.625 | MW
Build Solar 2027_Firm Capacity2040 | Build Solar_Firm Capacity2040 | System | Generator | Build Solar 2027 | Build Solar | Firm Capacity | 1 | 2040-01-01 | 8.625 | MW
0 | 0 | System | Generator | Build Solar 2027 | Build Solar | Firm Capacity | 1 | 2040-04-01 | 39.6 | MW
0 | 0 | System | Generator | Build Solar 2027 | Build Solar | Firm Capacity | 1 | 2040-07-01 | 39.6 | MW
0 | 0 | System | Generator | Build Solar 2027 | Build Solar | Firm Capacity | 1 | 2040-10-01 | 8.25 | MW
Build Solar 2027_Firm Capacity2041 | Build Solar_Firm Capacity2041 | System | Generator | Build Solar 2027 | Build Solar | Firm Capacity | 1 | 2041-01-01 | 8.25 | MW
0 | 0 | System | Generator | Build Solar 2027 | Build Solar | Firm Capacity | 1 | 2041-04-01 | 34.8 | MW
0 | 0 | System | Generator | Build Solar 2027 | Build Solar | Firm Capacity | 1 | 2041-07-01 | 34.8 | MW
0 | 0 | System | Generator | Build Solar 2027 | Build Solar | Firm Capacity | 1 | 2041-10-01 | 7.875 | MW
Build Solar 2027_Firm Capacity2042 | Build Solar_Firm Capacity2042 | System | Generator | Build Solar 2027 | Build Solar | Firm Capacity | 1 | 2042-01-01 | 7.875 | MW
0 | 0 | System | Generator | Build Solar 2027 | Build Solar | Firm Capacity | 1 | 2042-04-01 | 30 | MW
0 | 0 | System | Generator | Build Solar 2027 | Build Solar | Firm Capacity | 1 | 2042-07-01 | 30 | MW
0 | 0 | System | Generator | Build Solar 2027 | Build Solar | Firm Capacity | 1 | 2042-10-01 | 7.5 | MW
Build Solar 2027_Firm Capacity2043 | Build Solar_Firm Capacity2043 | System | Generator | Build Solar 2027 | Build Solar | Firm Capacity | 1 | 2043-01-01 | 7.5 | MW
0 | 0 | System | Generator | Build Solar 2027 | Build Solar | Firm Capacity | 1 | 2043-04-01 | 25.2 | MW
0 | 0 | System | Generator | Build Solar 2027 | Build Solar | Firm Capacity | 1 | 2043-07-01 | 25.2 | MW
0 | 0 | System | Generator | Build Solar 2027 | Build Solar | Firm Capacity | 1 | 2043-10-01 | 7.125 | MW
Build Solar 2028_Firm Capacity2024 | Build Solar_Firm Capacity2024 | System | Generator | Build Solar 2028 | Build Solar | Firm Capacity | 1 | 2024-01-01 | 0 | MW
0 | 0 | System | Generator | Build Solar 2028 | Build Solar | Firm Capacity | 1 | 2024-04-01 | 0 | MW
0 | 0 | System | Generator | Build Solar 2028 | Build Solar | Firm Capacity | 1 | 2024-07-01 | 0 | MW
0 | 0 | System | Generator | Build Solar 2028 | Build Solar | Firm Capacity | 1 | 2024-10-01 | 0 | MW
Build Solar 2028_Firm Capacity2025 | Build Solar_Firm Capacity2025 | System | Generator | Build Solar 2028 | Build Solar | Firm Capacity | 1 | 2025-01-01 | 0 | MW
0 | 0 | System | Generator | Build Solar 2028 | Build Solar | Firm Capacity | 1 | 2025-04-01 | 0 | MW
0 | 0 | System | Generator | Build Solar 2028 | Build Solar | Firm Capacity | 1 | 2025-07-01 | 0 | MW
0 | 0 | System | Generator | Build Solar 2028 | Build Solar | Firm Capacity | 1 | 2025-10-01 | 0 | MW
Build Solar 2028_Firm Capacity2026 | Build Solar_Firm Capacity2026 | System | Generator | Build Solar 2028 | Build Solar | Firm Capacity | 1 | 2026-01-01 | 0 | MW
0 | 0 | System | Generator | Build Solar 2028 | Build Solar | Firm Capacity | 1 | 2026-04-01 | 0 | MW
0 | 0 | System | Generator | Build Solar 2028 | Build Solar | Firm Capacity | 1 | 2026-07-01 | 0 | MW
0 | 0 | System | Generator | Build Solar 2028 | Build Solar | Firm Capacity | 1 | 2026-10-01 | 0 | MW
Build Solar 2028_Firm Capacity2027 | Build Solar_Firm Capacity2027 | System | Generator | Build Solar 2028 | Build Solar | Firm Capacity | 1 | 2027-01-01 | 0 | MW
0 | 0 | System | Generator | Build Solar 2028 | Build Solar | Firm Capacity | 1 | 2027-04-01 | 0 | MW
0 | 0 | System | Generator | Build Solar 2028 | Build Solar | Firm Capacity | 1 | 2027-07-01 | 0 | MW
0 | 0 | System | Generator | Build Solar 2028 | Build Solar | Firm Capacity | 1 | 2027-10-01 | 0 | MW
Build Solar 2028_Firm Capacity2028 | Build Solar_Firm Capacity2028 | System | Generator | Build Solar 2028 | Build Solar | Firm Capacity | 1 | 2028-01-01 | 0 | MW
0 | 0 | System | Generator | Build Solar 2028 | Build Solar | Firm Capacity | 1 | 2028-04-01 | 0 | MW
0 | 0 | System | Generator | Build Solar 2028 | Build Solar | Firm Capacity | 1 | 2028-07-01 | 0 | MW
0 | 0 | System | Generator | Build Solar 2028 | Build Solar | Firm Capacity | 1 | 2028-10-01 | 0 | MW
Build Solar 2028_Firm Capacity2029 | Build Solar_Firm Capacity2029 | System | Generator | Build Solar 2028 | Build Solar | Firm Capacity | 1 | 2029-01-01 | 0 | MW
0 | 0 | System | Generator | Build Solar 2028 | Build Solar | Firm Capacity | 1 | 2029-04-01 | 0 | MW
0 | 0 | System | Generator | Build Solar 2028 | Build Solar | Firm Capacity | 1 | 2029-07-01 | 0 | MW
0 | 0 | System | Generator | Build Solar 2028 | Build Solar | Firm Capacity | 1 | 2029-10-01 | 0 | MW
Build Solar 2028_Firm Capacity2030 | Build Solar_Firm Capacity2030 | System | Generator | Build Solar 2028 | Build Solar | Firm Capacity | 1 | 2030-01-01 | 0 | MW
0 | 0 | System | Generator | Build Solar 2028 | Build Solar | Firm Capacity | 1 | 2030-04-01 | 0 | MW
0 | 0 | System | Generator | Build Solar 2028 | Build Solar | Firm Capacity | 1 | 2030-07-01 | 0 | MW
0 | 0 | System | Generator | Build Solar 2028 | Build Solar | Firm Capacity | 1 | 2030-10-01 | 0 | MW
Build Solar 2028_Firm Capacity2031 | Build Solar_Firm Capacity2031 | System | Generator | Build Solar 2028 | Build Solar | Firm Capacity | 1 | 2031-01-01 | 0 | MW
0 | 0 | System | Generator | Build Solar 2028 | Build Solar | Firm Capacity | 1 | 2031-04-01 | 0 | MW
0 | 0 | System | Generator | Build Solar 2028 | Build Solar | Firm Capacity | 1 | 2031-07-01 | 0 | MW
0 | 0 | System | Generator | Build Solar 2028 | Build Solar | Firm Capacity | 1 | 2031-10-01 | 0 | MW
Build Solar 2028_Firm Capacity2032 | Build Solar_Firm Capacity2032 | System | Generator | Build Solar 2028 | Build Solar | Firm Capacity | 1 | 2032-01-01 | 0 | MW
0 | 0 | System | Generator | Build Solar 2028 | Build Solar | Firm Capacity | 1 | 2032-04-01 | 0 | MW
0 | 0 | System | Generator | Build Solar 2028 | Build Solar | Firm Capacity | 1 | 2032-07-01 | 0 | MW
0 | 0 | System | Generator | Build Solar 2028 | Build Solar | Firm Capacity | 1 | 2032-10-01 | 0 | MW
Build Solar 2028_Firm Capacity2033 | Build Solar_Firm Capacity2033 | System | Generator | Build Solar 2028 | Build Solar | Firm Capacity | 1 | 2033-01-01 | 0 | MW
0 | 0 | System | Generator | Build Solar 2028 | Build Solar | Firm Capacity | 1 | 2033-04-01 | 0 | MW
0 | 0 | System | Generator | Build Solar 2028 | Build Solar | Firm Capacity | 1 | 2033-07-01 | 0 | MW
0 | 0 | System | Generator | Build Solar 2028 | Build Solar | Firm Capacity | 1 | 2033-10-01 | 0 | MW
Build Solar 2028_Firm Capacity2034 | Build Solar_Firm Capacity2034 | System | Generator | Build Solar 2028 | Build Solar | Firm Capacity | 1 | 2034-01-01 | 0 | MW
0 | 0 | System | Generator | Build Solar 2028 | Build Solar | Firm Capacity | 1 | 2034-04-01 | 0 | MW
0 | 0 | System | Generator | Build Solar 2028 | Build Solar | Firm Capacity | 1 | 2034-07-01 | 0 | MW
0 | 0 | System | Generator | Build Solar 2028 | Build Solar | Firm Capacity | 1 | 2034-10-01 | 0 | MW
Build Solar 2028_Firm Capacity2035 | Build Solar_Firm Capacity2035 | System | Generator | Build Solar 2028 | Build Solar | Firm Capacity | 1 | 2035-01-01 | 0 | MW
0 | 0 | System | Generator | Build Solar 2028 | Build Solar | Firm Capacity | 1 | 2035-04-01 | 0 | MW
0 | 0 | System | Generator | Build Solar 2028 | Build Solar | Firm Capacity | 1 | 2035-07-01 | 0 | MW
0 | 0 | System | Generator | Build Solar 2028 | Build Solar | Firm Capacity | 1 | 2035-10-01 | 0 | MW
Build Solar 2028_Firm Capacity2036 | Build Solar_Firm Capacity2036 | System | Generator | Build Solar 2028 | Build Solar | Firm Capacity | 1 | 2036-01-01 | 0 | MW
0 | 0 | System | Generator | Build Solar 2028 | Build Solar | Firm Capacity | 1 | 2036-04-01 | 0 | MW
0 | 0 | System | Generator | Build Solar 2028 | Build Solar | Firm Capacity | 1 | 2036-07-01 | 0 | MW
0 | 0 | System | Generator | Build Solar 2028 | Build Solar | Firm Capacity | 1 | 2036-10-01 | 0 | MW
Build Solar 2028_Firm Capacity2037 | Build Solar_Firm Capacity2037 | System | Generator | Build Solar 2028 | Build Solar | Firm Capacity | 1 | 2037-01-01 | 0 | MW
0 | 0 | System | Generator | Build Solar 2028 | Build Solar | Firm Capacity | 1 | 2037-04-01 | 0 | MW
0 | 0 | System | Generator | Build Solar 2028 | Build Solar | Firm Capacity | 1 | 2037-07-01 | 0 | MW
0 | 0 | System | Generator | Build Solar 2028 | Build Solar | Firm Capacity | 1 | 2037-10-01 | 0 | MW
Build Solar 2028_Firm Capacity2038 | Build Solar_Firm Capacity2038 | System | Generator | Build Solar 2028 | Build Solar | Firm Capacity | 1 | 2038-01-01 | 0 | MW
0 | 0 | System | Generator | Build Solar 2028 | Build Solar | Firm Capacity | 1 | 2038-04-01 | 0 | MW
0 | 0 | System | Generator | Build Solar 2028 | Build Solar | Firm Capacity | 1 | 2038-07-01 | 0 | MW
0 | 0 | System | Generator | Build Solar 2028 | Build Solar | Firm Capacity | 1 | 2038-10-01 | 0 | MW
Build Solar 2028_Firm Capacity2039 | Build Solar_Firm Capacity2039 | System | Generator | Build Solar 2028 | Build Solar | Firm Capacity | 1 | 2039-01-01 | 0 | MW
0 | 0 | System | Generator | Build Solar 2028 | Build Solar | Firm Capacity | 1 | 2039-04-01 | 0 | MW
0 | 0 | System | Generator | Build Solar 2028 | Build Solar | Firm Capacity | 1 | 2039-07-01 | 0 | MW
0 | 0 | System | Generator | Build Solar 2028 | Build Solar | Firm Capacity | 1 | 2039-10-01 | 0 | MW
Build Solar 2028_Firm Capacity2040 | Build Solar_Firm Capacity2040 | System | Generator | Build Solar 2028 | Build Solar | Firm Capacity | 1 | 2040-01-01 | 0 | MW
0 | 0 | System | Generator | Build Solar 2028 | Build Solar | Firm Capacity | 1 | 2040-04-01 | 0 | MW
0 | 0 | System | Generator | Build Solar 2028 | Build Solar | Firm Capacity | 1 | 2040-07-01 | 0 | MW
0 | 0 | System | Generator | Build Solar 2028 | Build Solar | Firm Capacity | 1 | 2040-10-01 | 0 | MW
Build Solar 2028_Firm Capacity2041 | Build Solar_Firm Capacity2041 | System | Generator | Build Solar 2028 | Build Solar | Firm Capacity | 1 | 2041-01-01 | 0 | MW
0 | 0 | System | Generator | Build Solar 2028 | Build Solar | Firm Capacity | 1 | 2041-04-01 | 0 | MW
0 | 0 | System | Generator | Build Solar 2028 | Build Solar | Firm Capacity | 1 | 2041-07-01 | 0 | MW
0 | 0 | System | Generator | Build Solar 2028 | Build Solar | Firm Capacity | 1 | 2041-10-01 | 0 | MW
Build Solar 2028_Firm Capacity2042 | Build Solar_Firm Capacity2042 | System | Generator | Build Solar 2028 | Build Solar | Firm Capacity | 1 | 2042-01-01 | 0 | MW
0 | 0 | System | Generator | Build Solar 2028 | Build Solar | Firm Capacity | 1 | 2042-04-01 | 0 | MW
0 | 0 | System | Generator | Build Solar 2028 | Build Solar | Firm Capacity | 1 | 2042-07-01 | 0 | MW
0 | 0 | System | Generator | Build Solar 2028 | Build Solar | Firm Capacity | 1 | 2042-10-01 | 0 | MW
Build Solar 2028_Firm Capacity2043 | Build Solar_Firm Capacity2043 | System | Generator | Build Solar 2028 | Build Solar | Firm Capacity | 1 | 2043-01-01 | 0 | MW
0 | 0 | System | Generator | Build Solar 2028 | Build Solar | Firm Capacity | 1 | 2043-04-01 | 0 | MW
0 | 0 | System | Generator | Build Solar 2028 | Build Solar | Firm Capacity | 1 | 2043-07-01 | 0 | MW
0 | 0 | System | Generator | Build Solar 2028 | Build Solar | Firm Capacity | 1 | 2043-10-01 | 0 | MW
Build Solar 2029_Firm Capacity2024 | Build Solar_Firm Capacity2024 | System | Generator | Build Solar 2029 | Build Solar | Firm Capacity | 1 | 2024-01-01 | 0 | MW
0 | 0 | System | Generator | Build Solar 2029 | Build Solar | Firm Capacity | 1 | 2024-04-01 | 0 | MW
0 | 0 | System | Generator | Build Solar 2029 | Build Solar | Firm Capacity | 1 | 2024-07-01 | 0 | MW
0 | 0 | System | Generator | Build Solar 2029 | Build Solar | Firm Capacity | 1 | 2024-10-01 | 0 | MW
Build Solar 2029_Firm Capacity2025 | Build Solar_Firm Capacity2025 | System | Generator | Build Solar 2029 | Build Solar | Firm Capacity | 1 | 2025-01-01 | 0 | MW
0 | 0 | System | Generator | Build Solar 2029 | Build Solar | Firm Capacity | 1 | 2025-04-01 | 0 | MW
0 | 0 | System | Generator | Build Solar 2029 | Build Solar | Firm Capacity | 1 | 2025-07-01 | 0 | MW
0 | 0 | System | Generator | Build Solar 2029 | Build Solar | Firm Capacity | 1 | 2025-10-01 | 0 | MW
Build Solar 2029_Firm Capacity2026 | Build Solar_Firm Capacity2026 | System | Generator | Build Solar 2029 | Build Solar | Firm Capacity | 1 | 2026-01-01 | 0 | MW
0 | 0 | System | Generator | Build Solar 2029 | Build Solar | Firm Capacity | 1 | 2026-04-01 | 0 | MW
0 | 0 | System | Generator | Build Solar 2029 | Build Solar | Firm Capacity | 1 | 2026-07-01 | 0 | MW
0 | 0 | System | Generator | Build Solar 2029 | Build Solar | Firm Capacity | 1 | 2026-10-01 | 0 | MW
Build Solar 2029_Firm Capacity2027 | Build Solar_Firm Capacity2027 | System | Generator | Build Solar 2029 | Build Solar | Firm Capacity | 1 | 2027-01-01 | 0 | MW
0 | 0 | System | Generator | Build Solar 2029 | Build Solar | Firm Capacity | 1 | 2027-04-01 | 0 | MW
0 | 0 | System | Generator | Build Solar 2029 | Build Solar | Firm Capacity | 1 | 2027-07-01 | 0 | MW
0 | 0 | System | Generator | Build Solar 2029 | Build Solar | Firm Capacity | 1 | 2027-10-01 | 0 | MW
Build Solar 2029_Firm Capacity2028 | Build Solar_Firm Capacity2028 | System | Generator | Build Solar 2029 | Build Solar | Firm Capacity | 1 | 2028-01-01 | 0 | MW
0 | 0 | System | Generator | Build Solar 2029 | Build Solar | Firm Capacity | 1 | 2028-04-01 | 0 | MW
0 | 0 | System | Generator | Build Solar 2029 | Build Solar | Firm Capacity | 1 | 2028-07-01 | 0 | MW
0 | 0 | System | Generator | Build Solar 2029 | Build Solar | Firm Capacity | 1 | 2028-10-01 | 0 | MW
Build Solar 2029_Firm Capacity2029 | Build Solar_Firm Capacity2029 | System | Generator | Build Solar 2029 | Build Solar | Firm Capacity | 1 | 2029-01-01 | 0 | MW
0 | 0 | System | Generator | Build Solar 2029 | Build Solar | Firm Capacity | 1 | 2029-04-01 | 0 | MW
0 | 0 | System | Generator | Build Solar 2029 | Build Solar | Firm Capacity | 1 | 2029-07-01 | 0 | MW
0 | 0 | System | Generator | Build Solar 2029 | Build Solar | Firm Capacity | 1 | 2029-10-01 | 0 | MW
Build Solar 2029_Firm Capacity2030 | Build Solar_Firm Capacity2030 | System | Generator | Build Solar 2029 | Build Solar | Firm Capacity | 1 | 2030-01-01 | 0 | MW
0 | 0 | System | Generator | Build Solar 2029 | Build Solar | Firm Capacity | 1 | 2030-04-01 | 0 | MW
0 | 0 | System | Generator | Build Solar 2029 | Build Solar | Firm Capacity | 1 | 2030-07-01 | 0 | MW
0 | 0 | System | Generator | Build Solar 2029 | Build Solar | Firm Capacity | 1 | 2030-10-01 | 0 | MW
Build Solar 2029_Firm Capacity2031 | Build Solar_Firm Capacity2031 | System | Generator | Build Solar 2029 | Build Solar | Firm Capacity | 1 | 2031-01-01 | 0 | MW
0 | 0 | System | Generator | Build Solar 2029 | Build Solar | Firm Capacity | 1 | 2031-04-01 | 0 | MW
0 | 0 | System | Generator | Build Solar 2029 | Build Solar | Firm Capacity | 1 | 2031-07-01 | 0 | MW
0 | 0 | System | Generator | Build Solar 2029 | Build Solar | Firm Capacity | 1 | 2031-10-01 | 0 | MW
Build Solar 2029_Firm Capacity2032 | Build Solar_Firm Capacity2032 | System | Generator | Build Solar 2029 | Build Solar | Firm Capacity | 1 | 2032-01-01 | 0 | MW
0 | 0 | System | Generator | Build Solar 2029 | Build Solar | Firm Capacity | 1 | 2032-04-01 | 0 | MW
0 | 0 | System | Generator | Build Solar 2029 | Build Solar | Firm Capacity | 1 | 2032-07-01 | 0 | MW
0 | 0 | System | Generator | Build Solar 2029 | Build Solar | Firm Capacity | 1 | 2032-10-01 | 0 | MW
Build Solar 2029_Firm Capacity2033 | Build Solar_Firm Capacity2033 | System | Generator | Build Solar 2029 | Build Solar | Firm Capacity | 1 | 2033-01-01 | 0 | MW
0 | 0 | System | Generator | Build Solar 2029 | Build Solar | Firm Capacity | 1 | 2033-04-01 | 0 | MW
0 | 0 | System | Generator | Build Solar 2029 | Build Solar | Firm Capacity | 1 | 2033-07-01 | 0 | MW
0 | 0 | System | Generator | Build Solar 2029 | Build Solar | Firm Capacity | 1 | 2033-10-01 | 0 | MW
Build Solar 2029_Firm Capacity2034 | Build Solar_Firm Capacity2034 | System | Generator | Build Solar 2029 | Build Solar | Firm Capacity | 1 | 2034-01-01 | 0 | MW
0 | 0 | System | Generator | Build Solar 2029 | Build Solar | Firm Capacity | 1 | 2034-04-01 | 0 | MW
0 | 0 | System | Generator | Build Solar 2029 | Build Solar | Firm Capacity | 1 | 2034-07-01 | 0 | MW
0 | 0 | System | Generator | Build Solar 2029 | Build Solar | Firm Capacity | 1 | 2034-10-01 | 0 | MW
Build Solar 2029_Firm Capacity2035 | Build Solar_Firm Capacity2035 | System | Generator | Build Solar 2029 | Build Solar | Firm Capacity | 1 | 2035-01-01 | 0 | MW
0 | 0 | System | Generator | Build Solar 2029 | Build Solar | Firm Capacity | 1 | 2035-04-01 | 0 | MW
0 | 0 | System | Generator | Build Solar 2029 | Build Solar | Firm Capacity | 1 | 2035-07-01 | 0 | MW
0 | 0 | System | Generator | Build Solar 2029 | Build Solar | Firm Capacity | 1 | 2035-10-01 | 0 | MW
Build Solar 2029_Firm Capacity2036 | Build Solar_Firm Capacity2036 | System | Generator | Build Solar 2029 | Build Solar | Firm Capacity | 1 | 2036-01-01 | 0 | MW
0 | 0 | System | Generator | Build Solar 2029 | Build Solar | Firm Capacity | 1 | 2036-04-01 | 0 | MW
0 | 0 | System | Generator | Build Solar 2029 | Build Solar | Firm Capacity | 1 | 2036-07-01 | 0 | MW
0 | 0 | System | Generator | Build Solar 2029 | Build Solar | Firm Capacity | 1 | 2036-10-01 | 0 | MW
Build Solar 2029_Firm Capacity2037 | Build Solar_Firm Capacity2037 | System | Generator | Build Solar 2029 | Build Solar | Firm Capacity | 1 | 2037-01-01 | 0 | MW
0 | 0 | System | Generator | Build Solar 2029 | Build Solar | Firm Capacity | 1 | 2037-04-01 | 0 | MW
0 | 0 | System | Generator | Build Solar 2029 | Build Solar | Firm Capacity | 1 | 2037-07-01 | 0 | MW
0 | 0 | System | Generator | Build Solar 2029 | Build Solar | Firm Capacity | 1 | 2037-10-01 | 0 | MW
Build Solar 2029_Firm Capacity2038 | Build Solar_Firm Capacity2038 | System | Generator | Build Solar 2029 | Build Solar | Firm Capacity | 1 | 2038-01-01 | 0 | MW
0 | 0 | System | Generator | Build Solar 2029 | Build Solar | Firm Capacity | 1 | 2038-04-01 | 0 | MW
0 | 0 | System | Generator | Build Solar 2029 | Build Solar | Firm Capacity | 1 | 2038-07-01 | 0 | MW
0 | 0 | System | Generator | Build Solar 2029 | Build Solar | Firm Capacity | 1 | 2038-10-01 | 0 | MW
Build Solar 2029_Firm Capacity2039 | Build Solar_Firm Capacity2039 | System | Generator | Build Solar 2029 | Build Solar | Firm Capacity | 1 | 2039-01-01 | 0 | MW
0 | 0 | System | Generator | Build Solar 2029 | Build Solar | Firm Capacity | 1 | 2039-04-01 | 0 | MW
0 | 0 | System | Generator | Build Solar 2029 | Build Solar | Firm Capacity | 1 | 2039-07-01 | 0 | MW
0 | 0 | System | Generator | Build Solar 2029 | Build Solar | Firm Capacity | 1 | 2039-10-01 | 0 | MW
Build Solar 2029_Firm Capacity2040 | Build Solar_Firm Capacity2040 | System | Generator | Build Solar 2029 | Build Solar | Firm Capacity | 1 | 2040-01-01 | 0 | MW
0 | 0 | System | Generator | Build Solar 2029 | Build Solar | Firm Capacity | 1 | 2040-04-01 | 0 | MW
0 | 0 | System | Generator | Build Solar 2029 | Build Solar | Firm Capacity | 1 | 2040-07-01 | 0 | MW
0 | 0 | System | Generator | Build Solar 2029 | Build Solar | Firm Capacity | 1 | 2040-10-01 | 0 | MW
Build Solar 2029_Firm Capacity2041 | Build Solar_Firm Capacity2041 | System | Generator | Build Solar 2029 | Build Solar | Firm Capacity | 1 | 2041-01-01 | 0 | MW
0 | 0 | System | Generator | Build Solar 2029 | Build Solar | Firm Capacity | 1 | 2041-04-01 | 0 | MW
0 | 0 | System | Generator | Build Solar 2029 | Build Solar | Firm Capacity | 1 | 2041-07-01 | 0 | MW
0 | 0 | System | Generator | Build Solar 2029 | Build Solar | Firm Capacity | 1 | 2041-10-01 | 0 | MW
Build Solar 2029_Firm Capacity2042 | Build Solar_Firm Capacity2042 | System | Generator | Build Solar 2029 | Build Solar | Firm Capacity | 1 | 2042-01-01 | 0 | MW
0 | 0 | System | Generator | Build Solar 2029 | Build Solar | Firm Capacity | 1 | 2042-04-01 | 0 | MW
0 | 0 | System | Generator | Build Solar 2029 | Build Solar | Firm Capacity | 1 | 2042-07-01 | 0 | MW
0 | 0 | System | Generator | Build Solar 2029 | Build Solar | Firm Capacity | 1 | 2042-10-01 | 0 | MW
Build Solar 2029_Firm Capacity2043 | Build Solar_Firm Capacity2043 | System | Generator | Build Solar 2029 | Build Solar | Firm Capacity | 1 | 2043-01-01 | 0 | MW
0 | 0 | System | Generator | Build Solar 2029 | Build Solar | Firm Capacity | 1 | 2043-04-01 | 0 | MW
0 | 0 | System | Generator | Build Solar 2029 | Build Solar | Firm Capacity | 1 | 2043-07-01 | 0 | MW
0 | 0 | System | Generator | Build Solar 2029 | Build Solar | Firm Capacity | 1 | 2043-10-01 | 0 | MW
Build Solar 2030_Firm Capacity2024 | Build Solar_Firm Capacity2024 | System | Generator | Build Solar 2030 | Build Solar | Firm Capacity | 1 | 2024-01-01 | 0 | MW
0 | 0 | System | Generator | Build Solar 2030 | Build Solar | Firm Capacity | 1 | 2024-04-01 | 0 | MW
0 | 0 | System | Generator | Build Solar 2030 | Build Solar | Firm Capacity | 1 | 2024-07-01 | 0 | MW
0 | 0 | System | Generator | Build Solar 2030 | Build Solar | Firm Capacity | 1 | 2024-10-01 | 0 | MW
Build Solar 2030_Firm Capacity2025 | Build Solar_Firm Capacity2025 | System | Generator | Build Solar 2030 | Build Solar | Firm Capacity | 1 | 2025-01-01 | 0 | MW
0 | 0 | System | Generator | Build Solar 2030 | Build Solar | Firm Capacity | 1 | 2025-04-01 | 0 | MW
0 | 0 | System | Generator | Build Solar 2030 | Build Solar | Firm Capacity | 1 | 2025-07-01 | 0 | MW
0 | 0 | System | Generator | Build Solar 2030 | Build Solar | Firm Capacity | 1 | 2025-10-01 | 0 | MW
Build Solar 2030_Firm Capacity2026 | Build Solar_Firm Capacity2026 | System | Generator | Build Solar 2030 | Build Solar | Firm Capacity | 1 | 2026-01-01 | 0 | MW
0 | 0 | System | Generator | Build Solar 2030 | Build Solar | Firm Capacity | 1 | 2026-04-01 | 0 | MW
0 | 0 | System | Generator | Build Solar 2030 | Build Solar | Firm Capacity | 1 | 2026-07-01 | 0 | MW
0 | 0 | System | Generator | Build Solar 2030 | Build Solar | Firm Capacity | 1 | 2026-10-01 | 0 | MW
Build Solar 2030_Firm Capacity2027 | Build Solar_Firm Capacity2027 | System | Generator | Build Solar 2030 | Build Solar | Firm Capacity | 1 | 2027-01-01 | 0 | MW
0 | 0 | System | Generator | Build Solar 2030 | Build Solar | Firm Capacity | 1 | 2027-04-01 | 0 | MW
0 | 0 | System | Generator | Build Solar 2030 | Build Solar | Firm Capacity | 1 | 2027-07-01 | 0 | MW
0 | 0 | System | Generator | Build Solar 2030 | Build Solar | Firm Capacity | 1 | 2027-10-01 | 0 | MW
Build Solar 2030_Firm Capacity2028 | Build Solar_Firm Capacity2028 | System | Generator | Build Solar 2030 | Build Solar | Firm Capacity | 1 | 2028-01-01 | 0 | MW
0 | 0 | System | Generator | Build Solar 2030 | Build Solar | Firm Capacity | 1 | 2028-04-01 | 0 | MW
0 | 0 | System | Generator | Build Solar 2030 | Build Solar | Firm Capacity | 1 | 2028-07-01 | 0 | MW
0 | 0 | System | Generator | Build Solar 2030 | Build Solar | Firm Capacity | 1 | 2028-10-01 | 0 | MW
Build Solar 2030_Firm Capacity2029 | Build Solar_Firm Capacity2029 | System | Generator | Build Solar 2030 | Build Solar | Firm Capacity | 1 | 2029-01-01 | 0 | MW
0 | 0 | System | Generator | Build Solar 2030 | Build Solar | Firm Capacity | 1 | 2029-04-01 | 0 | MW
0 | 0 | System | Generator | Build Solar 2030 | Build Solar | Firm Capacity | 1 | 2029-07-01 | 0 | MW
0 | 0 | System | Generator | Build Solar 2030 | Build Solar | Firm Capacity | 1 | 2029-10-01 | 0 | MW
Build Solar 2030_Firm Capacity2030 | Build Solar_Firm Capacity2030 | System | Generator | Build Solar 2030 | Build Solar | Firm Capacity | 1 | 2030-01-01 | 0 | MW
0 | 0 | System | Generator | Build Solar 2030 | Build Solar | Firm Capacity | 1 | 2030-04-01 | 0 | MW
0 | 0 | System | Generator | Build Solar 2030 | Build Solar | Firm Capacity | 1 | 2030-07-01 | 0 | MW
0 | 0 | System | Generator | Build Solar 2030 | Build Solar | Firm Capacity | 1 | 2030-10-01 | 0 | MW
Build Solar 2030_Firm Capacity2031 | Build Solar_Firm Capacity2031 | System | Generator | Build Solar 2030 | Build Solar | Firm Capacity | 1 | 2031-01-01 | 0 | MW
0 | 0 | System | Generator | Build Solar 2030 | Build Solar | Firm Capacity | 1 | 2031-04-01 | 0 | MW
0 | 0 | System | Generator | Build Solar 2030 | Build Solar | Firm Capacity | 1 | 2031-07-01 | 0 | MW
0 | 0 | System | Generator | Build Solar 2030 | Build Solar | Firm Capacity | 1 | 2031-10-01 | 0 | MW
Build Solar 2030_Firm Capacity2032 | Build Solar_Firm Capacity2032 | System | Generator | Build Solar 2030 | Build Solar | Firm Capacity | 1 | 2032-01-01 | 0 | MW
0 | 0 | System | Generator | Build Solar 2030 | Build Solar | Firm Capacity | 1 | 2032-04-01 | 0 | MW
0 | 0 | System | Generator | Build Solar 2030 | Build Solar | Firm Capacity | 1 | 2032-07-01 | 0 | MW
0 | 0 | System | Generator | Build Solar 2030 | Build Solar | Firm Capacity | 1 | 2032-10-01 | 0 | MW
Build Solar 2030_Firm Capacity2033 | Build Solar_Firm Capacity2033 | System | Generator | Build Solar 2030 | Build Solar | Firm Capacity | 1 | 2033-01-01 | 0 | MW
0 | 0 | System | Generator | Build Solar 2030 | Build Solar | Firm Capacity | 1 | 2033-04-01 | 0 | MW
0 | 0 | System | Generator | Build Solar 2030 | Build Solar | Firm Capacity | 1 | 2033-07-01 | 0 | MW
0 | 0 | System | Generator | Build Solar 2030 | Build Solar | Firm Capacity | 1 | 2033-10-01 | 0 | MW
Build Solar 2030_Firm Capacity2034 | Build Solar_Firm Capacity2034 | System | Generator | Build Solar 2030 | Build Solar | Firm Capacity | 1 | 2034-01-01 | 0 | MW
0 | 0 | System | Generator | Build Solar 2030 | Build Solar | Firm Capacity | 1 | 2034-04-01 | 0 | MW
0 | 0 | System | Generator | Build Solar 2030 | Build Solar | Firm Capacity | 1 | 2034-07-01 | 0 | MW
0 | 0 | System | Generator | Build Solar 2030 | Build Solar | Firm Capacity | 1 | 2034-10-01 | 0 | MW
Build Solar 2030_Firm Capacity2035 | Build Solar_Firm Capacity2035 | System | Generator | Build Solar 2030 | Build Solar | Firm Capacity | 1 | 2035-01-01 | 0 | MW
0 | 0 | System | Generator | Build Solar 2030 | Build Solar | Firm Capacity | 1 | 2035-04-01 | 0 | MW
0 | 0 | System | Generator | Build Solar 2030 | Build Solar | Firm Capacity | 1 | 2035-07-01 | 0 | MW
0 | 0 | System | Generator | Build Solar 2030 | Build Solar | Firm Capacity | 1 | 2035-10-01 | 0 | MW
Build Solar 2030_Firm Capacity2036 | Build Solar_Firm Capacity2036 | System | Generator | Build Solar 2030 | Build Solar | Firm Capacity | 1 | 2036-01-01 | 0 | MW
0 | 0 | System | Generator | Build Solar 2030 | Build Solar | Firm Capacity | 1 | 2036-04-01 | 0 | MW
0 | 0 | System | Generator | Build Solar 2030 | Build Solar | Firm Capacity | 1 | 2036-07-01 | 0 | MW
0 | 0 | System | Generator | Build Solar 2030 | Build Solar | Firm Capacity | 1 | 2036-10-01 | 0 | MW
Build Solar 2030_Firm Capacity2037 | Build Solar_Firm Capacity2037 | System | Generator | Build Solar 2030 | Build Solar | Firm Capacity | 1 | 2037-01-01 | 0 | MW
0 | 0 | System | Generator | Build Solar 2030 | Build Solar | Firm Capacity | 1 | 2037-04-01 | 0 | MW
0 | 0 | System | Generator | Build Solar 2030 | Build Solar | Firm Capacity | 1 | 2037-07-01 | 0 | MW
0 | 0 | System | Generator | Build Solar 2030 | Build Solar | Firm Capacity | 1 | 2037-10-01 | 0 | MW
Build Solar 2030_Firm Capacity2038 | Build Solar_Firm Capacity2038 | System | Generator | Build Solar 2030 | Build Solar | Firm Capacity | 1 | 2038-01-01 | 0 | MW
0 | 0 | System | Generator | Build Solar 2030 | Build Solar | Firm Capacity | 1 | 2038-04-01 | 0 | MW
0 | 0 | System | Generator | Build Solar 2030 | Build Solar | Firm Capacity | 1 | 2038-07-01 | 0 | MW
0 | 0 | System | Generator | Build Solar 2030 | Build Solar | Firm Capacity | 1 | 2038-10-01 | 0 | MW
Build Solar 2030_Firm Capacity2039 | Build Solar_Firm Capacity2039 | System | Generator | Build Solar 2030 | Build Solar | Firm Capacity | 1 | 2039-01-01 | 0 | MW
0 | 0 | System | Generator | Build Solar 2030 | Build Solar | Firm Capacity | 1 | 2039-04-01 | 0 | MW
0 | 0 | System | Generator | Build Solar 2030 | Build Solar | Firm Capacity | 1 | 2039-07-01 | 0 | MW
0 | 0 | System | Generator | Build Solar 2030 | Build Solar | Firm Capacity | 1 | 2039-10-01 | 0 | MW
Build Solar 2030_Firm Capacity2040 | Build Solar_Firm Capacity2040 | System | Generator | Build Solar 2030 | Build Solar | Firm Capacity | 1 | 2040-01-01 | 0 | MW
0 | 0 | System | Generator | Build Solar 2030 | Build Solar | Firm Capacity | 1 | 2040-04-01 | 0 | MW
0 | 0 | System | Generator | Build Solar 2030 | Build Solar | Firm Capacity | 1 | 2040-07-01 | 0 | MW
0 | 0 | System | Generator | Build Solar 2030 | Build Solar | Firm Capacity | 1 | 2040-10-01 | 0 | MW
Build Solar 2030_Firm Capacity2041 | Build Solar_Firm Capacity2041 | System | Generator | Build Solar 2030 | Build Solar | Firm Capacity | 1 | 2041-01-01 | 0 | MW
0 | 0 | System | Generator | Build Solar 2030 | Build Solar | Firm Capacity | 1 | 2041-04-01 | 0 | MW
0 | 0 | System | Generator | Build Solar 2030 | Build Solar | Firm Capacity | 1 | 2041-07-01 | 0 | MW
0 | 0 | System | Generator | Build Solar 2030 | Build Solar | Firm Capacity | 1 | 2041-10-01 | 0 | MW
Build Solar 2030_Firm Capacity2042 | Build Solar_Firm Capacity2042 | System | Generator | Build Solar 2030 | Build Solar | Firm Capacity | 1 | 2042-01-01 | 0 | MW
0 | 0 | System | Generator | Build Solar 2030 | Build Solar | Firm Capacity | 1 | 2042-04-01 | 0 | MW
0 | 0 | System | Generator | Build Solar 2030 | Build Solar | Firm Capacity | 1 | 2042-07-01 | 0 | MW
0 | 0 | System | Generator | Build Solar 2030 | Build Solar | Firm Capacity | 1 | 2042-10-01 | 0 | MW
Build Solar 2030_Firm Capacity2043 | Build Solar_Firm Capacity2043 | System | Generator | Build Solar 2030 | Build Solar | Firm Capacity | 1 | 2043-01-01 | 0 | MW
0 | 0 | System | Generator | Build Solar 2030 | Build Solar | Firm Capacity | 1 | 2043-04-01 | 0 | MW
0 | 0 | System | Generator | Build Solar 2030 | Build Solar | Firm Capacity | 1 | 2043-07-01 | 0 | MW
0 | 0 | System | Generator | Build Solar 2030 | Build Solar | Firm Capacity | 1 | 2043-10-01 | 0 | MW
Build Solar 2031_Firm Capacity2024 | Build Solar_Firm Capacity2024 | System | Generator | Build Solar 2031 | Build Solar | Firm Capacity | 1 | 2024-01-01 | 0 | MW
0 | 0 | System | Generator | Build Solar 2031 | Build Solar | Firm Capacity | 1 | 2024-04-01 | 0 | MW
0 | 0 | System | Generator | Build Solar 2031 | Build Solar | Firm Capacity | 1 | 2024-07-01 | 0 | MW
0 | 0 | System | Generator | Build Solar 2031 | Build Solar | Firm Capacity | 1 | 2024-10-01 | 0 | MW
Build Solar 2031_Firm Capacity2025 | Build Solar_Firm Capacity2025 | System | Generator | Build Solar 2031 | Build Solar | Firm Capacity | 1 | 2025-01-01 | 0 | MW
0 | 0 | System | Generator | Build Solar 2031 | Build Solar | Firm Capacity | 1 | 2025-04-01 | 0 | MW
0 | 0 | System | Generator | Build Solar 2031 | Build Solar | Firm Capacity | 1 | 2025-07-01 | 0 | MW
0 | 0 | System | Generator | Build Solar 2031 | Build Solar | Firm Capacity | 1 | 2025-10-01 | 0 | MW
Build Solar 2031_Firm Capacity2026 | Build Solar_Firm Capacity2026 | System | Generator | Build Solar 2031 | Build Solar | Firm Capacity | 1 | 2026-01-01 | 0 | MW
0 | 0 | System | Generator | Build Solar 2031 | Build Solar | Firm Capacity | 1 | 2026-04-01 | 0 | MW
0 | 0 | System | Generator | Build Solar 2031 | Build Solar | Firm Capacity | 1 | 2026-07-01 | 0 | MW
0 | 0 | System | Generator | Build Solar 2031 | Build Solar | Firm Capacity | 1 | 2026-10-01 | 0 | MW
Build Solar 2031_Firm Capacity2027 | Build Solar_Firm Capacity2027 | System | Generator | Build Solar 2031 | Build Solar | Firm Capacity | 1 | 2027-01-01 | 0 | MW
0 | 0 | System | Generator | Build Solar 2031 | Build Solar | Firm Capacity | 1 | 2027-04-01 | 0 | MW
0 | 0 | System | Generator | Build Solar 2031 | Build Solar | Firm Capacity | 1 | 2027-07-01 | 0 | MW
0 | 0 | System | Generator | Build Solar 2031 | Build Solar | Firm Capacity | 1 | 2027-10-01 | 0 | MW
Build Solar 2031_Firm Capacity2028 | Build Solar_Firm Capacity2028 | System | Generator | Build Solar 2031 | Build Solar | Firm Capacity | 1 | 2028-01-01 | 0 | MW
0 | 0 | System | Generator | Build Solar 2031 | Build Solar | Firm Capacity | 1 | 2028-04-01 | 0 | MW
0 | 0 | System | Generator | Build Solar 2031 | Build Solar | Firm Capacity | 1 | 2028-07-01 | 0 | MW
0 | 0 | System | Generator | Build Solar 2031 | Build Solar | Firm Capacity | 1 | 2028-10-01 | 0 | MW
Build Solar 2031_Firm Capacity2029 | Build Solar_Firm Capacity2029 | System | Generator | Build Solar 2031 | Build Solar | Firm Capacity | 1 | 2029-01-01 | 0 | MW
0 | 0 | System | Generator | Build Solar 2031 | Build Solar | Firm Capacity | 1 | 2029-04-01 | 0 | MW
0 | 0 | System | Generator | Build Solar 2031 | Build Solar | Firm Capacity | 1 | 2029-07-01 | 0 | MW
0 | 0 | System | Generator | Build Solar 2031 | Build Solar | Firm Capacity | 1 | 2029-10-01 | 0 | MW
Build Solar 2031_Firm Capacity2030 | Build Solar_Firm Capacity2030 | System | Generator | Build Solar 2031 | Build Solar | Firm Capacity | 1 | 2030-01-01 | 0 | MW
0 | 0 | System | Generator | Build Solar 2031 | Build Solar | Firm Capacity | 1 | 2030-04-01 | 0 | MW
0 | 0 | System | Generator | Build Solar 2031 | Build Solar | Firm Capacity | 1 | 2030-07-01 | 0 | MW
0 | 0 | System | Generator | Build Solar 2031 | Build Solar | Firm Capacity | 1 | 2030-10-01 | 0 | MW
Build Solar 2031_Firm Capacity2031 | Build Solar_Firm Capacity2031 | System | Generator | Build Solar 2031 | Build Solar | Firm Capacity | 1 | 2031-01-01 | 0 | MW
0 | 0 | System | Generator | Build Solar 2031 | Build Solar | Firm Capacity | 1 | 2031-04-01 | 0 | MW
0 | 0 | System | Generator | Build Solar 2031 | Build Solar | Firm Capacity | 1 | 2031-07-01 | 0 | MW
0 | 0 | System | Generator | Build Solar 2031 | Build Solar | Firm Capacity | 1 | 2031-10-01 | 0 | MW
Build Solar 2031_Firm Capacity2032 | Build Solar_Firm Capacity2032 | System | Generator | Build Solar 2031 | Build Solar | Firm Capacity | 1 | 2032-01-01 | 0 | MW
0 | 0 | System | Generator | Build Solar 2031 | Build Solar | Firm Capacity | 1 | 2032-04-01 | 0 | MW
0 | 0 | System | Generator | Build Solar 2031 | Build Solar | Firm Capacity | 1 | 2032-07-01 | 0 | MW
0 | 0 | System | Generator | Build Solar 2031 | Build Solar | Firm Capacity | 1 | 2032-10-01 | 0 | MW
Build Solar 2031_Firm Capacity2033 | Build Solar_Firm Capacity2033 | System | Generator | Build Solar 2031 | Build Solar | Firm Capacity | 1 | 2033-01-01 | 0 | MW
0 | 0 | System | Generator | Build Solar 2031 | Build Solar | Firm Capacity | 1 | 2033-04-01 | 0 | MW
0 | 0 | System | Generator | Build Solar 2031 | Build Solar | Firm Capacity | 1 | 2033-07-01 | 0 | MW
0 | 0 | System | Generator | Build Solar 2031 | Build Solar | Firm Capacity | 1 | 2033-10-01 | 0 | MW
Build Solar 2031_Firm Capacity2034 | Build Solar_Firm Capacity2034 | System | Generator | Build Solar 2031 | Build Solar | Firm Capacity | 1 | 2034-01-01 | 0 | MW
0 | 0 | System | Generator | Build Solar 2031 | Build Solar | Firm Capacity | 1 | 2034-04-01 | 0 | MW
0 | 0 | System | Generator | Build Solar 2031 | Build Solar | Firm Capacity | 1 | 2034-07-01 | 0 | MW
0 | 0 | System | Generator | Build Solar 2031 | Build Solar | Firm Capacity | 1 | 2034-10-01 | 0 | MW
Build Solar 2031_Firm Capacity2035 | Build Solar_Firm Capacity2035 | System | Generator | Build Solar 2031 | Build Solar | Firm Capacity | 1 | 2035-01-01 | 0 | MW
0 | 0 | System | Generator | Build Solar 2031 | Build Solar | Firm Capacity | 1 | 2035-04-01 | 0 | MW
0 | 0 | System | Generator | Build Solar 2031 | Build Solar | Firm Capacity | 1 | 2035-07-01 | 0 | MW
0 | 0 | System | Generator | Build Solar 2031 | Build Solar | Firm Capacity | 1 | 2035-10-01 | 0 | MW
Build Solar 2031_Firm Capacity2036 | Build Solar_Firm Capacity2036 | System | Generator | Build Solar 2031 | Build Solar | Firm Capacity | 1 | 2036-01-01 | 0 | MW
0 | 0 | System | Generator | Build Solar 2031 | Build Solar | Firm Capacity | 1 | 2036-04-01 | 0 | MW
0 | 0 | System | Generator | Build Solar 2031 | Build Solar | Firm Capacity | 1 | 2036-07-01 | 0 | MW
0 | 0 | System | Generator | Build Solar 2031 | Build Solar | Firm Capacity | 1 | 2036-10-01 | 0 | MW
Build Solar 2031_Firm Capacity2037 | Build Solar_Firm Capacity2037 | System | Generator | Build Solar 2031 | Build Solar | Firm Capacity | 1 | 2037-01-01 | 0 | MW
0 | 0 | System | Generator | Build Solar 2031 | Build Solar | Firm Capacity | 1 | 2037-04-01 | 0 | MW
0 | 0 | System | Generator | Build Solar 2031 | Build Solar | Firm Capacity | 1 | 2037-07-01 | 0 | MW
0 | 0 | System | Generator | Build Solar 2031 | Build Solar | Firm Capacity | 1 | 2037-10-01 | 0 | MW
Build Solar 2031_Firm Capacity2038 | Build Solar_Firm Capacity2038 | System | Generator | Build Solar 2031 | Build Solar | Firm Capacity | 1 | 2038-01-01 | 0 | MW
0 | 0 | System | Generator | Build Solar 2031 | Build Solar | Firm Capacity | 1 | 2038-04-01 | 0 | MW
0 | 0 | System | Generator | Build Solar 2031 | Build Solar | Firm Capacity | 1 | 2038-07-01 | 0 | MW
0 | 0 | System | Generator | Build Solar 2031 | Build Solar | Firm Capacity | 1 | 2038-10-01 | 0 | MW
Build Solar 2031_Firm Capacity2039 | Build Solar_Firm Capacity2039 | System | Generator | Build Solar 2031 | Build Solar | Firm Capacity | 1 | 2039-01-01 | 0 | MW
0 | 0 | System | Generator | Build Solar 2031 | Build Solar | Firm Capacity | 1 | 2039-04-01 | 0 | MW
0 | 0 | System | Generator | Build Solar 2031 | Build Solar | Firm Capacity | 1 | 2039-07-01 | 0 | MW
0 | 0 | System | Generator | Build Solar 2031 | Build Solar | Firm Capacity | 1 | 2039-10-01 | 0 | MW
Build Solar 2031_Firm Capacity2040 | Build Solar_Firm Capacity2040 | System | Generator | Build Solar 2031 | Build Solar | Firm Capacity | 1 | 2040-01-01 | 0 | MW
0 | 0 | System | Generator | Build Solar 2031 | Build Solar | Firm Capacity | 1 | 2040-04-01 | 0 | MW
0 | 0 | System | Generator | Build Solar 2031 | Build Solar | Firm Capacity | 1 | 2040-07-01 | 0 | MW
0 | 0 | System | Generator | Build Solar 2031 | Build Solar | Firm Capacity | 1 | 2040-10-01 | 0 | MW
Build Solar 2031_Firm Capacity2041 | Build Solar_Firm Capacity2041 | System | Generator | Build Solar 2031 | Build Solar | Firm Capacity | 1 | 2041-01-01 | 0 | MW
0 | 0 | System | Generator | Build Solar 2031 | Build Solar | Firm Capacity | 1 | 2041-04-01 | 0 | MW
0 | 0 | System | Generator | Build Solar 2031 | Build Solar | Firm Capacity | 1 | 2041-07-01 | 0 | MW
0 | 0 | System | Generator | Build Solar 2031 | Build Solar | Firm Capacity | 1 | 2041-10-01 | 0 | MW
Build Solar 2031_Firm Capacity2042 | Build Solar_Firm Capacity2042 | System | Generator | Build Solar 2031 | Build Solar | Firm Capacity | 1 | 2042-01-01 | 0 | MW
0 | 0 | System | Generator | Build Solar 2031 | Build Solar | Firm Capacity | 1 | 2042-04-01 | 0 | MW
0 | 0 | System | Generator | Build Solar 2031 | Build Solar | Firm Capacity | 1 | 2042-07-01 | 0 | MW
0 | 0 | System | Generator | Build Solar 2031 | Build Solar | Firm Capacity | 1 | 2042-10-01 | 0 | MW
Build Solar 2031_Firm Capacity2043 | Build Solar_Firm Capacity2043 | System | Generator | Build Solar 2031 | Build Solar | Firm Capacity | 1 | 2043-01-01 | 0 | MW
0 | 0 | System | Generator | Build Solar 2031 | Build Solar | Firm Capacity | 1 | 2043-04-01 | 0 | MW
0 | 0 | System | Generator | Build Solar 2031 | Build Solar | Firm Capacity | 1 | 2043-07-01 | 0 | MW
0 | 0 | System | Generator | Build Solar 2031 | Build Solar | Firm Capacity | 1 | 2043-10-01 | 0 | MW
Build Solar 2032_Firm Capacity2024 | Build Solar_Firm Capacity2024 | System | Generator | Build Solar 2032 | Build Solar | Firm Capacity | 1 | 2024-01-01 | 0 | MW
0 | 0 | System | Generator | Build Solar 2032 | Build Solar | Firm Capacity | 1 | 2024-04-01 | 0 | MW
0 | 0 | System | Generator | Build Solar 2032 | Build Solar | Firm Capacity | 1 | 2024-07-01 | 0 | MW
0 | 0 | System | Generator | Build Solar 2032 | Build Solar | Firm Capacity | 1 | 2024-10-01 | 0 | MW
Build Solar 2032_Firm Capacity2025 | Build Solar_Firm Capacity2025 | System | Generator | Build Solar 2032 | Build Solar | Firm Capacity | 1 | 2025-01-01 | 0 | MW
0 | 0 | System | Generator | Build Solar 2032 | Build Solar | Firm Capacity | 1 | 2025-04-01 | 0 | MW
0 | 0 | System | Generator | Build Solar 2032 | Build Solar | Firm Capacity | 1 | 2025-07-01 | 0 | MW
0 | 0 | System | Generator | Build Solar 2032 | Build Solar | Firm Capacity | 1 | 2025-10-01 | 0 | MW
Build Solar 2032_Firm Capacity2026 | Build Solar_Firm Capacity2026 | System | Generator | Build Solar 2032 | Build Solar | Firm Capacity | 1 | 2026-01-01 | 0 | MW
0 | 0 | System | Generator | Build Solar 2032 | Build Solar | Firm Capacity | 1 | 2026-04-01 | 0 | MW
0 | 0 | System | Generator | Build Solar 2032 | Build Solar | Firm Capacity | 1 | 2026-07-01 | 0 | MW
0 | 0 | System | Generator | Build Solar 2032 | Build Solar | Firm Capacity | 1 | 2026-10-01 | 0 | MW
Build Solar 2032_Firm Capacity2027 | Build Solar_Firm Capacity2027 | System | Generator | Build Solar 2032 | Build Solar | Firm Capacity | 1 | 2027-01-01 | 0 | MW
0 | 0 | System | Generator | Build Solar 2032 | Build Solar | Firm Capacity | 1 | 2027-04-01 | 0 | MW
0 | 0 | System | Generator | Build Solar 2032 | Build Solar | Firm Capacity | 1 | 2027-07-01 | 0 | MW
0 | 0 | System | Generator | Build Solar 2032 | Build Solar | Firm Capacity | 1 | 2027-10-01 | 0 | MW
Build Solar 2032_Firm Capacity2028 | Build Solar_Firm Capacity2028 | System | Generator | Build Solar 2032 | Build Solar | Firm Capacity | 1 | 2028-01-01 | 0 | MW
0 | 0 | System | Generator | Build Solar 2032 | Build Solar | Firm Capacity | 1 | 2028-04-01 | 0 | MW
0 | 0 | System | Generator | Build Solar 2032 | Build Solar | Firm Capacity | 1 | 2028-07-01 | 0 | MW
0 | 0 | System | Generator | Build Solar 2032 | Build Solar | Firm Capacity | 1 | 2028-10-01 | 0 | MW
Build Solar 2032_Firm Capacity2029 | Build Solar_Firm Capacity2029 | System | Generator | Build Solar 2032 | Build Solar | Firm Capacity | 1 | 2029-01-01 | 0 | MW
0 | 0 | System | Generator | Build Solar 2032 | Build Solar | Firm Capacity | 1 | 2029-04-01 | 0 | MW
0 | 0 | System | Generator | Build Solar 2032 | Build Solar | Firm Capacity | 1 | 2029-07-01 | 0 | MW
0 | 0 | System | Generator | Build Solar 2032 | Build Solar | Firm Capacity | 1 | 2029-10-01 | 0 | MW
Build Solar 2032_Firm Capacity2030 | Build Solar_Firm Capacity2030 | System | Generator | Build Solar 2032 | Build Solar | Firm Capacity | 1 | 2030-01-01 | 0 | MW
0 | 0 | System | Generator | Build Solar 2032 | Build Solar | Firm Capacity | 1 | 2030-04-01 | 0 | MW
0 | 0 | System | Generator | Build Solar 2032 | Build Solar | Firm Capacity | 1 | 2030-07-01 | 0 | MW
0 | 0 | System | Generator | Build Solar 2032 | Build Solar | Firm Capacity | 1 | 2030-10-01 | 0 | MW
Build Solar 2032_Firm Capacity2031 | Build Solar_Firm Capacity2031 | System | Generator | Build Solar 2032 | Build Solar | Firm Capacity | 1 | 2031-01-01 | 0 | MW
0 | 0 | System | Generator | Build Solar 2032 | Build Solar | Firm Capacity | 1 | 2031-04-01 | 0 | MW
0 | 0 | System | Generator | Build Solar 2032 | Build Solar | Firm Capacity | 1 | 2031-07-01 | 0 | MW
0 | 0 | System | Generator | Build Solar 2032 | Build Solar | Firm Capacity | 1 | 2031-10-01 | 0 | MW
Build Solar 2032_Firm Capacity2032 | Build Solar_Firm Capacity2032 | System | Generator | Build Solar 2032 | Build Solar | Firm Capacity | 1 | 2032-01-01 | 0 | MW
0 | 0 | System | Generator | Build Solar 2032 | Build Solar | Firm Capacity | 1 | 2032-04-01 | 0 | MW
0 | 0 | System | Generator | Build Solar 2032 | Build Solar | Firm Capacity | 1 | 2032-07-01 | 0 | MW
0 | 0 | System | Generator | Build Solar 2032 | Build Solar | Firm Capacity | 1 | 2032-10-01 | 0 | MW
Build Solar 2032_Firm Capacity2033 | Build Solar_Firm Capacity2033 | System | Generator | Build Solar 2032 | Build Solar | Firm Capacity | 1 | 2033-01-01 | 0 | MW
0 | 0 | System | Generator | Build Solar 2032 | Build Solar | Firm Capacity | 1 | 2033-04-01 | 0 | MW
0 | 0 | System | Generator | Build Solar 2032 | Build Solar | Firm Capacity | 1 | 2033-07-01 | 0 | MW
0 | 0 | System | Generator | Build Solar 2032 | Build Solar | Firm Capacity | 1 | 2033-10-01 | 0 | MW
Build Solar 2032_Firm Capacity2034 | Build Solar_Firm Capacity2034 | System | Generator | Build Solar 2032 | Build Solar | Firm Capacity | 1 | 2034-01-01 | 0 | MW
0 | 0 | System | Generator | Build Solar 2032 | Build Solar | Firm Capacity | 1 | 2034-04-01 | 0 | MW
0 | 0 | System | Generator | Build Solar 2032 | Build Solar | Firm Capacity | 1 | 2034-07-01 | 0 | MW
0 | 0 | System | Generator | Build Solar 2032 | Build Solar | Firm Capacity | 1 | 2034-10-01 | 0 | MW
Build Solar 2032_Firm Capacity2035 | Build Solar_Firm Capacity2035 | System | Generator | Build Solar 2032 | Build Solar | Firm Capacity | 1 | 2035-01-01 | 0 | MW
0 | 0 | System | Generator | Build Solar 2032 | Build Solar | Firm Capacity | 1 | 2035-04-01 | 0 | MW
0 | 0 | System | Generator | Build Solar 2032 | Build Solar | Firm Capacity | 1 | 2035-07-01 | 0 | MW
0 | 0 | System | Generator | Build Solar 2032 | Build Solar | Firm Capacity | 1 | 2035-10-01 | 0 | MW
Build Solar 2032_Firm Capacity2036 | Build Solar_Firm Capacity2036 | System | Generator | Build Solar 2032 | Build Solar | Firm Capacity | 1 | 2036-01-01 | 0 | MW
0 | 0 | System | Generator | Build Solar 2032 | Build Solar | Firm Capacity | 1 | 2036-04-01 | 0 | MW
0 | 0 | System | Generator | Build Solar 2032 | Build Solar | Firm Capacity | 1 | 2036-07-01 | 0 | MW
0 | 0 | System | Generator | Build Solar 2032 | Build Solar | Firm Capacity | 1 | 2036-10-01 | 0 | MW
Build Solar 2032_Firm Capacity2037 | Build Solar_Firm Capacity2037 | System | Generator | Build Solar 2032 | Build Solar | Firm Capacity | 1 | 2037-01-01 | 0 | MW
0 | 0 | System | Generator | Build Solar 2032 | Build Solar | Firm Capacity | 1 | 2037-04-01 | 0 | MW
0 | 0 | System | Generator | Build Solar 2032 | Build Solar | Firm Capacity | 1 | 2037-07-01 | 0 | MW
0 | 0 | System | Generator | Build Solar 2032 | Build Solar | Firm Capacity | 1 | 2037-10-01 | 0 | MW
Build Solar 2032_Firm Capacity2038 | Build Solar_Firm Capacity2038 | System | Generator | Build Solar 2032 | Build Solar | Firm Capacity | 1 | 2038-01-01 | 0 | MW
0 | 0 | System | Generator | Build Solar 2032 | Build Solar | Firm Capacity | 1 | 2038-04-01 | 0 | MW
0 | 0 | System | Generator | Build Solar 2032 | Build Solar | Firm Capacity | 1 | 2038-07-01 | 0 | MW
0 | 0 | System | Generator | Build Solar 2032 | Build Solar | Firm Capacity | 1 | 2038-10-01 | 0 | MW
Build Solar 2032_Firm Capacity2039 | Build Solar_Firm Capacity2039 | System | Generator | Build Solar 2032 | Build Solar | Firm Capacity | 1 | 2039-01-01 | 0 | MW
0 | 0 | System | Generator | Build Solar 2032 | Build Solar | Firm Capacity | 1 | 2039-04-01 | 0 | MW
0 | 0 | System | Generator | Build Solar 2032 | Build Solar | Firm Capacity | 1 | 2039-07-01 | 0 | MW
0 | 0 | System | Generator | Build Solar 2032 | Build Solar | Firm Capacity | 1 | 2039-10-01 | 0 | MW
Build Solar 2032_Firm Capacity2040 | Build Solar_Firm Capacity2040 | System | Generator | Build Solar 2032 | Build Solar | Firm Capacity | 1 | 2040-01-01 | 0 | MW
0 | 0 | System | Generator | Build Solar 2032 | Build Solar | Firm Capacity | 1 | 2040-04-01 | 0 | MW
0 | 0 | System | Generator | Build Solar 2032 | Build Solar | Firm Capacity | 1 | 2040-07-01 | 0 | MW
0 | 0 | System | Generator | Build Solar 2032 | Build Solar | Firm Capacity | 1 | 2040-10-01 | 0 | MW
Build Solar 2032_Firm Capacity2041 | Build Solar_Firm Capacity2041 | System | Generator | Build Solar 2032 | Build Solar | Firm Capacity | 1 | 2041-01-01 | 0 | MW
0 | 0 | System | Generator | Build Solar 2032 | Build Solar | Firm Capacity | 1 | 2041-04-01 | 0 | MW
0 | 0 | System | Generator | Build Solar 2032 | Build Solar | Firm Capacity | 1 | 2041-07-01 | 0 | MW
0 | 0 | System | Generator | Build Solar 2032 | Build Solar | Firm Capacity | 1 | 2041-10-01 | 0 | MW
Build Solar 2032_Firm Capacity2042 | Build Solar_Firm Capacity2042 | System | Generator | Build Solar 2032 | Build Solar | Firm Capacity | 1 | 2042-01-01 | 0 | MW
0 | 0 | System | Generator | Build Solar 2032 | Build Solar | Firm Capacity | 1 | 2042-04-01 | 0 | MW
0 | 0 | System | Generator | Build Solar 2032 | Build Solar | Firm Capacity | 1 | 2042-07-01 | 0 | MW
0 | 0 | System | Generator | Build Solar 2032 | Build Solar | Firm Capacity | 1 | 2042-10-01 | 0 | MW
Build Solar 2032_Firm Capacity2043 | Build Solar_Firm Capacity2043 | System | Generator | Build Solar 2032 | Build Solar | Firm Capacity | 1 | 2043-01-01 | 0 | MW
0 | 0 | System | Generator | Build Solar 2032 | Build Solar | Firm Capacity | 1 | 2043-04-01 | 0 | MW
0 | 0 | System | Generator | Build Solar 2032 | Build Solar | Firm Capacity | 1 | 2043-07-01 | 0 | MW
0 | 0 | System | Generator | Build Solar 2032 | Build Solar | Firm Capacity | 1 | 2043-10-01 | 0 | MW
Build Solar 2033_Firm Capacity2024 | Build Solar_Firm Capacity2024 | System | Generator | Build Solar 2033 | Build Solar | Firm Capacity | 1 | 2024-01-01 | 0 | MW
0 | 0 | System | Generator | Build Solar 2033 | Build Solar | Firm Capacity | 1 | 2024-04-01 | 0 | MW
0 | 0 | System | Generator | Build Solar 2033 | Build Solar | Firm Capacity | 1 | 2024-07-01 | 0 | MW
0 | 0 | System | Generator | Build Solar 2033 | Build Solar | Firm Capacity | 1 | 2024-10-01 | 0 | MW
Build Solar 2033_Firm Capacity2025 | Build Solar_Firm Capacity2025 | System | Generator | Build Solar 2033 | Build Solar | Firm Capacity | 1 | 2025-01-01 | 0 | MW
0 | 0 | System | Generator | Build Solar 2033 | Build Solar | Firm Capacity | 1 | 2025-04-01 | 0 | MW
0 | 0 | System | Generator | Build Solar 2033 | Build Solar | Firm Capacity | 1 | 2025-07-01 | 0 | MW
0 | 0 | System | Generator | Build Solar 2033 | Build Solar | Firm Capacity | 1 | 2025-10-01 | 0 | MW
Build Solar 2033_Firm Capacity2026 | Build Solar_Firm Capacity2026 | System | Generator | Build Solar 2033 | Build Solar | Firm Capacity | 1 | 2026-01-01 | 0 | MW
0 | 0 | System | Generator | Build Solar 2033 | Build Solar | Firm Capacity | 1 | 2026-04-01 | 0 | MW
0 | 0 | System | Generator | Build Solar 2033 | Build Solar | Firm Capacity | 1 | 2026-07-01 | 0 | MW
0 | 0 | System | Generator | Build Solar 2033 | Build Solar | Firm Capacity | 1 | 2026-10-01 | 0 | MW
Build Solar 2033_Firm Capacity2027 | Build Solar_Firm Capacity2027 | System | Generator | Build Solar 2033 | Build Solar | Firm Capacity | 1 | 2027-01-01 | 0 | MW
0 | 0 | System | Generator | Build Solar 2033 | Build Solar | Firm Capacity | 1 | 2027-04-01 | 0 | MW
0 | 0 | System | Generator | Build Solar 2033 | Build Solar | Firm Capacity | 1 | 2027-07-01 | 0 | MW
0 | 0 | System | Generator | Build Solar 2033 | Build Solar | Firm Capacity | 1 | 2027-10-01 | 0 | MW
Build Solar 2033_Firm Capacity2028 | Build Solar_Firm Capacity2028 | System | Generator | Build Solar 2033 | Build Solar | Firm Capacity | 1 | 2028-01-01 | 0 | MW
0 | 0 | System | Generator | Build Solar 2033 | Build Solar | Firm Capacity | 1 | 2028-04-01 | 0 | MW
0 | 0 | System | Generator | Build Solar 2033 | Build Solar | Firm Capacity | 1 | 2028-07-01 | 0 | MW
0 | 0 | System | Generator | Build Solar 2033 | Build Solar | Firm Capacity | 1 | 2028-10-01 | 0 | MW
Build Solar 2033_Firm Capacity2029 | Build Solar_Firm Capacity2029 | System | Generator | Build Solar 2033 | Build Solar | Firm Capacity | 1 | 2029-01-01 | 0 | MW
0 | 0 | System | Generator | Build Solar 2033 | Build Solar | Firm Capacity | 1 | 2029-04-01 | 0 | MW
0 | 0 | System | Generator | Build Solar 2033 | Build Solar | Firm Capacity | 1 | 2029-07-01 | 0 | MW
0 | 0 | System | Generator | Build Solar 2033 | Build Solar | Firm Capacity | 1 | 2029-10-01 | 0 | MW
Build Solar 2033_Firm Capacity2030 | Build Solar_Firm Capacity2030 | System | Generator | Build Solar 2033 | Build Solar | Firm Capacity | 1 | 2030-01-01 | 0 | MW
0 | 0 | System | Generator | Build Solar 2033 | Build Solar | Firm Capacity | 1 | 2030-04-01 | 0 | MW
0 | 0 | System | Generator | Build Solar 2033 | Build Solar | Firm Capacity | 1 | 2030-07-01 | 0 | MW
0 | 0 | System | Generator | Build Solar 2033 | Build Solar | Firm Capacity | 1 | 2030-10-01 | 0 | MW
Build Solar 2033_Firm Capacity2031 | Build Solar_Firm Capacity2031 | System | Generator | Build Solar 2033 | Build Solar | Firm Capacity | 1 | 2031-01-01 | 0 | MW
0 | 0 | System | Generator | Build Solar 2033 | Build Solar | Firm Capacity | 1 | 2031-04-01 | 0 | MW
0 | 0 | System | Generator | Build Solar 2033 | Build Solar | Firm Capacity | 1 | 2031-07-01 | 0 | MW
0 | 0 | System | Generator | Build Solar 2033 | Build Solar | Firm Capacity | 1 | 2031-10-01 | 0 | MW
Build Solar 2033_Firm Capacity2032 | Build Solar_Firm Capacity2032 | System | Generator | Build Solar 2033 | Build Solar | Firm Capacity | 1 | 2032-01-01 | 0 | MW
0 | 0 | System | Generator | Build Solar 2033 | Build Solar | Firm Capacity | 1 | 2032-04-01 | 0 | MW
0 | 0 | System | Generator | Build Solar 2033 | Build Solar | Firm Capacity | 1 | 2032-07-01 | 0 | MW
0 | 0 | System | Generator | Build Solar 2033 | Build Solar | Firm Capacity | 1 | 2032-10-01 | 0 | MW
Build Solar 2033_Firm Capacity2033 | Build Solar_Firm Capacity2033 | System | Generator | Build Solar 2033 | Build Solar | Firm Capacity | 1 | 2033-01-01 | 0 | MW
0 | 0 | System | Generator | Build Solar 2033 | Build Solar | Firm Capacity | 1 | 2033-04-01 | 0 | MW
0 | 0 | System | Generator | Build Solar 2033 | Build Solar | Firm Capacity | 1 | 2033-07-01 | 0 | MW
0 | 0 | System | Generator | Build Solar 2033 | Build Solar | Firm Capacity | 1 | 2033-10-01 | 0 | MW
Build Solar 2033_Firm Capacity2034 | Build Solar_Firm Capacity2034 | System | Generator | Build Solar 2033 | Build Solar | Firm Capacity | 1 | 2034-01-01 | 0 | MW
0 | 0 | System | Generator | Build Solar 2033 | Build Solar | Firm Capacity | 1 | 2034-04-01 | 0 | MW
0 | 0 | System | Generator | Build Solar 2033 | Build Solar | Firm Capacity | 1 | 2034-07-01 | 0 | MW
0 | 0 | System | Generator | Build Solar 2033 | Build Solar | Firm Capacity | 1 | 2034-10-01 | 0 | MW
Build Solar 2033_Firm Capacity2035 | Build Solar_Firm Capacity2035 | System | Generator | Build Solar 2033 | Build Solar | Firm Capacity | 1 | 2035-01-01 | 0 | MW
0 | 0 | System | Generator | Build Solar 2033 | Build Solar | Firm Capacity | 1 | 2035-04-01 | 0 | MW
0 | 0 | System | Generator | Build Solar 2033 | Build Solar | Firm Capacity | 1 | 2035-07-01 | 0 | MW
0 | 0 | System | Generator | Build Solar 2033 | Build Solar | Firm Capacity | 1 | 2035-10-01 | 0 | MW
Build Solar 2033_Firm Capacity2036 | Build Solar_Firm Capacity2036 | System | Generator | Build Solar 2033 | Build Solar | Firm Capacity | 1 | 2036-01-01 | 0 | MW
0 | 0 | System | Generator | Build Solar 2033 | Build Solar | Firm Capacity | 1 | 2036-04-01 | 0 | MW
0 | 0 | System | Generator | Build Solar 2033 | Build Solar | Firm Capacity | 1 | 2036-07-01 | 0 | MW
0 | 0 | System | Generator | Build Solar 2033 | Build Solar | Firm Capacity | 1 | 2036-10-01 | 0 | MW
Build Solar 2033_Firm Capacity2037 | Build Solar_Firm Capacity2037 | System | Generator | Build Solar 2033 | Build Solar | Firm Capacity | 1 | 2037-01-01 | 0 | MW
0 | 0 | System | Generator | Build Solar 2033 | Build Solar | Firm Capacity | 1 | 2037-04-01 | 0 | MW
0 | 0 | System | Generator | Build Solar 2033 | Build Solar | Firm Capacity | 1 | 2037-07-01 | 0 | MW
0 | 0 | System | Generator | Build Solar 2033 | Build Solar | Firm Capacity | 1 | 2037-10-01 | 0 | MW
Build Solar 2033_Firm Capacity2038 | Build Solar_Firm Capacity2038 | System | Generator | Build Solar 2033 | Build Solar | Firm Capacity | 1 | 2038-01-01 | 0 | MW
0 | 0 | System | Generator | Build Solar 2033 | Build Solar | Firm Capacity | 1 | 2038-04-01 | 0 | MW
0 | 0 | System | Generator | Build Solar 2033 | Build Solar | Firm Capacity | 1 | 2038-07-01 | 0 | MW
0 | 0 | System | Generator | Build Solar 2033 | Build Solar | Firm Capacity | 1 | 2038-10-01 | 0 | MW
Build Solar 2033_Firm Capacity2039 | Build Solar_Firm Capacity2039 | System | Generator | Build Solar 2033 | Build Solar | Firm Capacity | 1 | 2039-01-01 | 0 | MW
0 | 0 | System | Generator | Build Solar 2033 | Build Solar | Firm Capacity | 1 | 2039-04-01 | 0 | MW
0 | 0 | System | Generator | Build Solar 2033 | Build Solar | Firm Capacity | 1 | 2039-07-01 | 0 | MW
0 | 0 | System | Generator | Build Solar 2033 | Build Solar | Firm Capacity | 1 | 2039-10-01 | 0 | MW
Build Solar 2033_Firm Capacity2040 | Build Solar_Firm Capacity2040 | System | Generator | Build Solar 2033 | Build Solar | Firm Capacity | 1 | 2040-01-01 | 0 | MW
0 | 0 | System | Generator | Build Solar 2033 | Build Solar | Firm Capacity | 1 | 2040-04-01 | 0 | MW
0 | 0 | System | Generator | Build Solar 2033 | Build Solar | Firm Capacity | 1 | 2040-07-01 | 0 | MW
0 | 0 | System | Generator | Build Solar 2033 | Build Solar | Firm Capacity | 1 | 2040-10-01 | 0 | MW
Build Solar 2033_Firm Capacity2041 | Build Solar_Firm Capacity2041 | System | Generator | Build Solar 2033 | Build Solar | Firm Capacity | 1 | 2041-01-01 | 0 | MW
0 | 0 | System | Generator | Build Solar 2033 | Build Solar | Firm Capacity | 1 | 2041-04-01 | 0 | MW
0 | 0 | System | Generator | Build Solar 2033 | Build Solar | Firm Capacity | 1 | 2041-07-01 | 0 | MW
0 | 0 | System | Generator | Build Solar 2033 | Build Solar | Firm Capacity | 1 | 2041-10-01 | 0 | MW
Build Solar 2033_Firm Capacity2042 | Build Solar_Firm Capacity2042 | System | Generator | Build Solar 2033 | Build Solar | Firm Capacity | 1 | 2042-01-01 | 0 | MW
0 | 0 | System | Generator | Build Solar 2033 | Build Solar | Firm Capacity | 1 | 2042-04-01 | 0 | MW
0 | 0 | System | Generator | Build Solar 2033 | Build Solar | Firm Capacity | 1 | 2042-07-01 | 0 | MW
0 | 0 | System | Generator | Build Solar 2033 | Build Solar | Firm Capacity | 1 | 2042-10-01 | 0 | MW
Build Solar 2033_Firm Capacity2043 | Build Solar_Firm Capacity2043 | System | Generator | Build Solar 2033 | Build Solar | Firm Capacity | 1 | 2043-01-01 | 0 | MW
0 | 0 | System | Generator | Build Solar 2033 | Build Solar | Firm Capacity | 1 | 2043-04-01 | 0 | MW
0 | 0 | System | Generator | Build Solar 2033 | Build Solar | Firm Capacity | 1 | 2043-07-01 | 0 | MW
0 | 0 | System | Generator | Build Solar 2033 | Build Solar | Firm Capacity | 1 | 2043-10-01 | 0 | MW
Build Solar 2034_Firm Capacity2024 | Build Solar_Firm Capacity2024 | System | Generator | Build Solar 2034 | Build Solar | Firm Capacity | 1 | 2024-01-01 | 0 | MW
0 | 0 | System | Generator | Build Solar 2034 | Build Solar | Firm Capacity | 1 | 2024-04-01 | 0 | MW
0 | 0 | System | Generator | Build Solar 2034 | Build Solar | Firm Capacity | 1 | 2024-07-01 | 0 | MW
0 | 0 | System | Generator | Build Solar 2034 | Build Solar | Firm Capacity | 1 | 2024-10-01 | 0 | MW
Build Solar 2034_Firm Capacity2025 | Build Solar_Firm Capacity2025 | System | Generator | Build Solar 2034 | Build Solar | Firm Capacity | 1 | 2025-01-01 | 0 | MW
0 | 0 | System | Generator | Build Solar 2034 | Build Solar | Firm Capacity | 1 | 2025-04-01 | 0 | MW
0 | 0 | System | Generator | Build Solar 2034 | Build Solar | Firm Capacity | 1 | 2025-07-01 | 0 | MW
0 | 0 | System | Generator | Build Solar 2034 | Build Solar | Firm Capacity | 1 | 2025-10-01 | 0 | MW
Build Solar 2034_Firm Capacity2026 | Build Solar_Firm Capacity2026 | System | Generator | Build Solar 2034 | Build Solar | Firm Capacity | 1 | 2026-01-01 | 0 | MW
0 | 0 | System | Generator | Build Solar 2034 | Build Solar | Firm Capacity | 1 | 2026-04-01 | 0 | MW
0 | 0 | System | Generator | Build Solar 2034 | Build Solar | Firm Capacity | 1 | 2026-07-01 | 0 | MW
0 | 0 | System | Generator | Build Solar 2034 | Build Solar | Firm Capacity | 1 | 2026-10-01 | 0 | MW
Build Solar 2034_Firm Capacity2027 | Build Solar_Firm Capacity2027 | System | Generator | Build Solar 2034 | Build Solar | Firm Capacity | 1 | 2027-01-01 | 0 | MW
0 | 0 | System | Generator | Build Solar 2034 | Build Solar | Firm Capacity | 1 | 2027-04-01 | 0 | MW
0 | 0 | System | Generator | Build Solar 2034 | Build Solar | Firm Capacity | 1 | 2027-07-01 | 0 | MW
0 | 0 | System | Generator | Build Solar 2034 | Build Solar | Firm Capacity | 1 | 2027-10-01 | 0 | MW
Build Solar 2034_Firm Capacity2028 | Build Solar_Firm Capacity2028 | System | Generator | Build Solar 2034 | Build Solar | Firm Capacity | 1 | 2028-01-01 | 0 | MW
0 | 0 | System | Generator | Build Solar 2034 | Build Solar | Firm Capacity | 1 | 2028-04-01 | 0 | MW
0 | 0 | System | Generator | Build Solar 2034 | Build Solar | Firm Capacity | 1 | 2028-07-01 | 0 | MW
0 | 0 | System | Generator | Build Solar 2034 | Build Solar | Firm Capacity | 1 | 2028-10-01 | 0 | MW
Build Solar 2034_Firm Capacity2029 | Build Solar_Firm Capacity2029 | System | Generator | Build Solar 2034 | Build Solar | Firm Capacity | 1 | 2029-01-01 | 0 | MW
0 | 0 | System | Generator | Build Solar 2034 | Build Solar | Firm Capacity | 1 | 2029-04-01 | 0 | MW
0 | 0 | System | Generator | Build Solar 2034 | Build Solar | Firm Capacity | 1 | 2029-07-01 | 0 | MW
0 | 0 | System | Generator | Build Solar 2034 | Build Solar | Firm Capacity | 1 | 2029-10-01 | 0 | MW
Build Solar 2034_Firm Capacity2030 | Build Solar_Firm Capacity2030 | System | Generator | Build Solar 2034 | Build Solar | Firm Capacity | 1 | 2030-01-01 | 0 | MW
0 | 0 | System | Generator | Build Solar 2034 | Build Solar | Firm Capacity | 1 | 2030-04-01 | 0 | MW
0 | 0 | System | Generator | Build Solar 2034 | Build Solar | Firm Capacity | 1 | 2030-07-01 | 0 | MW
0 | 0 | System | Generator | Build Solar 2034 | Build Solar | Firm Capacity | 1 | 2030-10-01 | 0 | MW
Build Solar 2034_Firm Capacity2031 | Build Solar_Firm Capacity2031 | System | Generator | Build Solar 2034 | Build Solar | Firm Capacity | 1 | 2031-01-01 | 0 | MW
0 | 0 | System | Generator | Build Solar 2034 | Build Solar | Firm Capacity | 1 | 2031-04-01 | 0 | MW
0 | 0 | System | Generator | Build Solar 2034 | Build Solar | Firm Capacity | 1 | 2031-07-01 | 0 | MW
0 | 0 | System | Generator | Build Solar 2034 | Build Solar | Firm Capacity | 1 | 2031-10-01 | 0 | MW
Build Solar 2034_Firm Capacity2032 | Build Solar_Firm Capacity2032 | System | Generator | Build Solar 2034 | Build Solar | Firm Capacity | 1 | 2032-01-01 | 0 | MW
0 | 0 | System | Generator | Build Solar 2034 | Build Solar | Firm Capacity | 1 | 2032-04-01 | 0 | MW
0 | 0 | System | Generator | Build Solar 2034 | Build Solar | Firm Capacity | 1 | 2032-07-01 | 0 | MW
0 | 0 | System | Generator | Build Solar 2034 | Build Solar | Firm Capacity | 1 | 2032-10-01 | 0 | MW
Build Solar 2034_Firm Capacity2033 | Build Solar_Firm Capacity2033 | System | Generator | Build Solar 2034 | Build Solar | Firm Capacity | 1 | 2033-01-01 | 0 | MW
0 | 0 | System | Generator | Build Solar 2034 | Build Solar | Firm Capacity | 1 | 2033-04-01 | 0 | MW
0 | 0 | System | Generator | Build Solar 2034 | Build Solar | Firm Capacity | 1 | 2033-07-01 | 0 | MW
0 | 0 | System | Generator | Build Solar 2034 | Build Solar | Firm Capacity | 1 | 2033-10-01 | 0 | MW
Build Solar 2034_Firm Capacity2034 | Build Solar_Firm Capacity2034 | System | Generator | Build Solar 2034 | Build Solar | Firm Capacity | 1 | 2034-01-01 | 0 | MW
0 | 0 | System | Generator | Build Solar 2034 | Build Solar | Firm Capacity | 1 | 2034-04-01 | 0 | MW
0 | 0 | System | Generator | Build Solar 2034 | Build Solar | Firm Capacity | 1 | 2034-07-01 | 0 | MW
0 | 0 | System | Generator | Build Solar 2034 | Build Solar | Firm Capacity | 1 | 2034-10-01 | 0 | MW
Build Solar 2034_Firm Capacity2035 | Build Solar_Firm Capacity2035 | System | Generator | Build Solar 2034 | Build Solar | Firm Capacity | 1 | 2035-01-01 | 0 | MW
0 | 0 | System | Generator | Build Solar 2034 | Build Solar | Firm Capacity | 1 | 2035-04-01 | 0 | MW
0 | 0 | System | Generator | Build Solar 2034 | Build Solar | Firm Capacity | 1 | 2035-07-01 | 0 | MW
0 | 0 | System | Generator | Build Solar 2034 | Build Solar | Firm Capacity | 1 | 2035-10-01 | 0 | MW
Build Solar 2034_Firm Capacity2036 | Build Solar_Firm Capacity2036 | System | Generator | Build Solar 2034 | Build Solar | Firm Capacity | 1 | 2036-01-01 | 0 | MW
0 | 0 | System | Generator | Build Solar 2034 | Build Solar | Firm Capacity | 1 | 2036-04-01 | 0 | MW
0 | 0 | System | Generator | Build Solar 2034 | Build Solar | Firm Capacity | 1 | 2036-07-01 | 0 | MW
0 | 0 | System | Generator | Build Solar 2034 | Build Solar | Firm Capacity | 1 | 2036-10-01 | 0 | MW
Build Solar 2034_Firm Capacity2037 | Build Solar_Firm Capacity2037 | System | Generator | Build Solar 2034 | Build Solar | Firm Capacity | 1 | 2037-01-01 | 0 | MW
0 | 0 | System | Generator | Build Solar 2034 | Build Solar | Firm Capacity | 1 | 2037-04-01 | 0 | MW
0 | 0 | System | Generator | Build Solar 2034 | Build Solar | Firm Capacity | 1 | 2037-07-01 | 0 | MW
0 | 0 | System | Generator | Build Solar 2034 | Build Solar | Firm Capacity | 1 | 2037-10-01 | 0 | MW
Build Solar 2034_Firm Capacity2038 | Build Solar_Firm Capacity2038 | System | Generator | Build Solar 2034 | Build Solar | Firm Capacity | 1 | 2038-01-01 | 0 | MW
0 | 0 | System | Generator | Build Solar 2034 | Build Solar | Firm Capacity | 1 | 2038-04-01 | 0 | MW
0 | 0 | System | Generator | Build Solar 2034 | Build Solar | Firm Capacity | 1 | 2038-07-01 | 0 | MW
0 | 0 | System | Generator | Build Solar 2034 | Build Solar | Firm Capacity | 1 | 2038-10-01 | 0 | MW
Build Solar 2034_Firm Capacity2039 | Build Solar_Firm Capacity2039 | System | Generator | Build Solar 2034 | Build Solar | Firm Capacity | 1 | 2039-01-01 | 0 | MW
0 | 0 | System | Generator | Build Solar 2034 | Build Solar | Firm Capacity | 1 | 2039-04-01 | 0 | MW
0 | 0 | System | Generator | Build Solar 2034 | Build Solar | Firm Capacity | 1 | 2039-07-01 | 0 | MW
0 | 0 | System | Generator | Build Solar 2034 | Build Solar | Firm Capacity | 1 | 2039-10-01 | 0 | MW
Build Solar 2034_Firm Capacity2040 | Build Solar_Firm Capacity2040 | System | Generator | Build Solar 2034 | Build Solar | Firm Capacity | 1 | 2040-01-01 | 0 | MW
0 | 0 | System | Generator | Build Solar 2034 | Build Solar | Firm Capacity | 1 | 2040-04-01 | 0 | MW
0 | 0 | System | Generator | Build Solar 2034 | Build Solar | Firm Capacity | 1 | 2040-07-01 | 0 | MW
0 | 0 | System | Generator | Build Solar 2034 | Build Solar | Firm Capacity | 1 | 2040-10-01 | 0 | MW
Build Solar 2034_Firm Capacity2041 | Build Solar_Firm Capacity2041 | System | Generator | Build Solar 2034 | Build Solar | Firm Capacity | 1 | 2041-01-01 | 0 | MW
0 | 0 | System | Generator | Build Solar 2034 | Build Solar | Firm Capacity | 1 | 2041-04-01 | 0 | MW
0 | 0 | System | Generator | Build Solar 2034 | Build Solar | Firm Capacity | 1 | 2041-07-01 | 0 | MW
0 | 0 | System | Generator | Build Solar 2034 | Build Solar | Firm Capacity | 1 | 2041-10-01 | 0 | MW
Build Solar 2034_Firm Capacity2042 | Build Solar_Firm Capacity2042 | System | Generator | Build Solar 2034 | Build Solar | Firm Capacity | 1 | 2042-01-01 | 0 | MW
0 | 0 | System | Generator | Build Solar 2034 | Build Solar | Firm Capacity | 1 | 2042-04-01 | 0 | MW
0 | 0 | System | Generator | Build Solar 2034 | Build Solar | Firm Capacity | 1 | 2042-07-01 | 0 | MW
0 | 0 | System | Generator | Build Solar 2034 | Build Solar | Firm Capacity | 1 | 2042-10-01 | 0 | MW
Build Solar 2034_Firm Capacity2043 | Build Solar_Firm Capacity2043 | System | Generator | Build Solar 2034 | Build Solar | Firm Capacity | 1 | 2043-01-01 | 0 | MW
0 | 0 | System | Generator | Build Solar 2034 | Build Solar | Firm Capacity | 1 | 2043-04-01 | 0 | MW
0 | 0 | System | Generator | Build Solar 2034 | Build Solar | Firm Capacity | 1 | 2043-07-01 | 0 | MW
0 | 0 | System | Generator | Build Solar 2034 | Build Solar | Firm Capacity | 1 | 2043-10-01 | 0 | MW
Build Solar 2035_Firm Capacity2024 | Build Solar_Firm Capacity2024 | System | Generator | Build Solar 2035 | Build Solar | Firm Capacity | 1 | 2024-01-01 | 0 | MW
0 | 0 | System | Generator | Build Solar 2035 | Build Solar | Firm Capacity | 1 | 2024-04-01 | 0 | MW
0 | 0 | System | Generator | Build Solar 2035 | Build Solar | Firm Capacity | 1 | 2024-07-01 | 0 | MW
0 | 0 | System | Generator | Build Solar 2035 | Build Solar | Firm Capacity | 1 | 2024-10-01 | 0 | MW
Build Solar 2035_Firm Capacity2025 | Build Solar_Firm Capacity2025 | System | Generator | Build Solar 2035 | Build Solar | Firm Capacity | 1 | 2025-01-01 | 0 | MW
0 | 0 | System | Generator | Build Solar 2035 | Build Solar | Firm Capacity | 1 | 2025-04-01 | 0 | MW
0 | 0 | System | Generator | Build Solar 2035 | Build Solar | Firm Capacity | 1 | 2025-07-01 | 0 | MW
0 | 0 | System | Generator | Build Solar 2035 | Build Solar | Firm Capacity | 1 | 2025-10-01 | 0 | MW
Build Solar 2035_Firm Capacity2026 | Build Solar_Firm Capacity2026 | System | Generator | Build Solar 2035 | Build Solar | Firm Capacity | 1 | 2026-01-01 | 0 | MW
0 | 0 | System | Generator | Build Solar 2035 | Build Solar | Firm Capacity | 1 | 2026-04-01 | 0 | MW
0 | 0 | System | Generator | Build Solar 2035 | Build Solar | Firm Capacity | 1 | 2026-07-01 | 0 | MW
0 | 0 | System | Generator | Build Solar 2035 | Build Solar | Firm Capacity | 1 | 2026-10-01 | 0 | MW
Build Solar 2035_Firm Capacity2027 | Build Solar_Firm Capacity2027 | System | Generator | Build Solar 2035 | Build Solar | Firm Capacity | 1 | 2027-01-01 | 0 | MW
0 | 0 | System | Generator | Build Solar 2035 | Build Solar | Firm Capacity | 1 | 2027-04-01 | 0 | MW
0 | 0 | System | Generator | Build Solar 2035 | Build Solar | Firm Capacity | 1 | 2027-07-01 | 0 | MW
0 | 0 | System | Generator | Build Solar 2035 | Build Solar | Firm Capacity | 1 | 2027-10-01 | 0 | MW
Build Solar 2035_Firm Capacity2028 | Build Solar_Firm Capacity2028 | System | Generator | Build Solar 2035 | Build Solar | Firm Capacity | 1 | 2028-01-01 | 0 | MW
0 | 0 | System | Generator | Build Solar 2035 | Build Solar | Firm Capacity | 1 | 2028-04-01 | 0 | MW
0 | 0 | System | Generator | Build Solar 2035 | Build Solar | Firm Capacity | 1 | 2028-07-01 | 0 | MW
0 | 0 | System | Generator | Build Solar 2035 | Build Solar | Firm Capacity | 1 | 2028-10-01 | 0 | MW
Build Solar 2035_Firm Capacity2029 | Build Solar_Firm Capacity2029 | System | Generator | Build Solar 2035 | Build Solar | Firm Capacity | 1 | 2029-01-01 | 0 | MW
0 | 0 | System | Generator | Build Solar 2035 | Build Solar | Firm Capacity | 1 | 2029-04-01 | 0 | MW
0 | 0 | System | Generator | Build Solar 2035 | Build Solar | Firm Capacity | 1 | 2029-07-01 | 0 | MW
0 | 0 | System | Generator | Build Solar 2035 | Build Solar | Firm Capacity | 1 | 2029-10-01 | 0 | MW
Build Solar 2035_Firm Capacity2030 | Build Solar_Firm Capacity2030 | System | Generator | Build Solar 2035 | Build Solar | Firm Capacity | 1 | 2030-01-01 | 0 | MW
0 | 0 | System | Generator | Build Solar 2035 | Build Solar | Firm Capacity | 1 | 2030-04-01 | 0 | MW
0 | 0 | System | Generator | Build Solar 2035 | Build Solar | Firm Capacity | 1 | 2030-07-01 | 0 | MW
0 | 0 | System | Generator | Build Solar 2035 | Build Solar | Firm Capacity | 1 | 2030-10-01 | 0 | MW
Build Solar 2035_Firm Capacity2031 | Build Solar_Firm Capacity2031 | System | Generator | Build Solar 2035 | Build Solar | Firm Capacity | 1 | 2031-01-01 | 0 | MW
0 | 0 | System | Generator | Build Solar 2035 | Build Solar | Firm Capacity | 1 | 2031-04-01 | 0 | MW
0 | 0 | System | Generator | Build Solar 2035 | Build Solar | Firm Capacity | 1 | 2031-07-01 | 0 | MW
0 | 0 | System | Generator | Build Solar 2035 | Build Solar | Firm Capacity | 1 | 2031-10-01 | 0 | MW
Build Solar 2035_Firm Capacity2032 | Build Solar_Firm Capacity2032 | System | Generator | Build Solar 2035 | Build Solar | Firm Capacity | 1 | 2032-01-01 | 0 | MW
0 | 0 | System | Generator | Build Solar 2035 | Build Solar | Firm Capacity | 1 | 2032-04-01 | 0 | MW
0 | 0 | System | Generator | Build Solar 2035 | Build Solar | Firm Capacity | 1 | 2032-07-01 | 0 | MW
0 | 0 | System | Generator | Build Solar 2035 | Build Solar | Firm Capacity | 1 | 2032-10-01 | 0 | MW
Build Solar 2035_Firm Capacity2033 | Build Solar_Firm Capacity2033 | System | Generator | Build Solar 2035 | Build Solar | Firm Capacity | 1 | 2033-01-01 | 0 | MW
0 | 0 | System | Generator | Build Solar 2035 | Build Solar | Firm Capacity | 1 | 2033-04-01 | 0 | MW
0 | 0 | System | Generator | Build Solar 2035 | Build Solar | Firm Capacity | 1 | 2033-07-01 | 0 | MW
0 | 0 | System | Generator | Build Solar 2035 | Build Solar | Firm Capacity | 1 | 2033-10-01 | 0 | MW
Build Solar 2035_Firm Capacity2034 | Build Solar_Firm Capacity2034 | System | Generator | Build Solar 2035 | Build Solar | Firm Capacity | 1 | 2034-01-01 | 0 | MW
0 | 0 | System | Generator | Build Solar 2035 | Build Solar | Firm Capacity | 1 | 2034-04-01 | 0 | MW
0 | 0 | System | Generator | Build Solar 2035 | Build Solar | Firm Capacity | 1 | 2034-07-01 | 0 | MW
0 | 0 | System | Generator | Build Solar 2035 | Build Solar | Firm Capacity | 1 | 2034-10-01 | 0 | MW
Build Solar 2035_Firm Capacity2035 | Build Solar_Firm Capacity2035 | System | Generator | Build Solar 2035 | Build Solar | Firm Capacity | 1 | 2035-01-01 | 0 | MW
0 | 0 | System | Generator | Build Solar 2035 | Build Solar | Firm Capacity | 1 | 2035-04-01 | 0 | MW
0 | 0 | System | Generator | Build Solar 2035 | Build Solar | Firm Capacity | 1 | 2035-07-01 | 0 | MW
0 | 0 | System | Generator | Build Solar 2035 | Build Solar | Firm Capacity | 1 | 2035-10-01 | 0 | MW
Build Solar 2035_Firm Capacity2036 | Build Solar_Firm Capacity2036 | System | Generator | Build Solar 2035 | Build Solar | Firm Capacity | 1 | 2036-01-01 | 0 | MW
0 | 0 | System | Generator | Build Solar 2035 | Build Solar | Firm Capacity | 1 | 2036-04-01 | 0 | MW
0 | 0 | System | Generator | Build Solar 2035 | Build Solar | Firm Capacity | 1 | 2036-07-01 | 0 | MW
0 | 0 | System | Generator | Build Solar 2035 | Build Solar | Firm Capacity | 1 | 2036-10-01 | 0 | MW
Build Solar 2035_Firm Capacity2037 | Build Solar_Firm Capacity2037 | System | Generator | Build Solar 2035 | Build Solar | Firm Capacity | 1 | 2037-01-01 | 0 | MW
0 | 0 | System | Generator | Build Solar 2035 | Build Solar | Firm Capacity | 1 | 2037-04-01 | 0 | MW
0 | 0 | System | Generator | Build Solar 2035 | Build Solar | Firm Capacity | 1 | 2037-07-01 | 0 | MW
0 | 0 | System | Generator | Build Solar 2035 | Build Solar | Firm Capacity | 1 | 2037-10-01 | 0 | MW
Build Solar 2035_Firm Capacity2038 | Build Solar_Firm Capacity2038 | System | Generator | Build Solar 2035 | Build Solar | Firm Capacity | 1 | 2038-01-01 | 0 | MW
0 | 0 | System | Generator | Build Solar 2035 | Build Solar | Firm Capacity | 1 | 2038-04-01 | 0 | MW
0 | 0 | System | Generator | Build Solar 2035 | Build Solar | Firm Capacity | 1 | 2038-07-01 | 0 | MW
0 | 0 | System | Generator | Build Solar 2035 | Build Solar | Firm Capacity | 1 | 2038-10-01 | 0 | MW
Build Solar 2035_Firm Capacity2039 | Build Solar_Firm Capacity2039 | System | Generator | Build Solar 2035 | Build Solar | Firm Capacity | 1 | 2039-01-01 | 0 | MW
0 | 0 | System | Generator | Build Solar 2035 | Build Solar | Firm Capacity | 1 | 2039-04-01 | 0 | MW
0 | 0 | System | Generator | Build Solar 2035 | Build Solar | Firm Capacity | 1 | 2039-07-01 | 0 | MW
0 | 0 | System | Generator | Build Solar 2035 | Build Solar | Firm Capacity | 1 | 2039-10-01 | 0 | MW
Build Solar 2035_Firm Capacity2040 | Build Solar_Firm Capacity2040 | System | Generator | Build Solar 2035 | Build Solar | Firm Capacity | 1 | 2040-01-01 | 0 | MW
0 | 0 | System | Generator | Build Solar 2035 | Build Solar | Firm Capacity | 1 | 2040-04-01 | 0 | MW
0 | 0 | System | Generator | Build Solar 2035 | Build Solar | Firm Capacity | 1 | 2040-07-01 | 0 | MW
0 | 0 | System | Generator | Build Solar 2035 | Build Solar | Firm Capacity | 1 | 2040-10-01 | 0 | MW
Build Solar 2035_Firm Capacity2041 | Build Solar_Firm Capacity2041 | System | Generator | Build Solar 2035 | Build Solar | Firm Capacity | 1 | 2041-01-01 | 0 | MW
0 | 0 | System | Generator | Build Solar 2035 | Build Solar | Firm Capacity | 1 | 2041-04-01 | 0 | MW
0 | 0 | System | Generator | Build Solar 2035 | Build Solar | Firm Capacity | 1 | 2041-07-01 | 0 | MW
0 | 0 | System | Generator | Build Solar 2035 | Build Solar | Firm Capacity | 1 | 2041-10-01 | 0 | MW
Build Solar 2035_Firm Capacity2042 | Build Solar_Firm Capacity2042 | System | Generator | Build Solar 2035 | Build Solar | Firm Capacity | 1 | 2042-01-01 | 0 | MW
0 | 0 | System | Generator | Build Solar 2035 | Build Solar | Firm Capacity | 1 | 2042-04-01 | 0 | MW
0 | 0 | System | Generator | Build Solar 2035 | Build Solar | Firm Capacity | 1 | 2042-07-01 | 0 | MW
0 | 0 | System | Generator | Build Solar 2035 | Build Solar | Firm Capacity | 1 | 2042-10-01 | 0 | MW
Build Solar 2035_Firm Capacity2043 | Build Solar_Firm Capacity2043 | System | Generator | Build Solar 2035 | Build Solar | Firm Capacity | 1 | 2043-01-01 | 0 | MW
0 | 0 | System | Generator | Build Solar 2035 | Build Solar | Firm Capacity | 1 | 2043-04-01 | 0 | MW
0 | 0 | System | Generator | Build Solar 2035 | Build Solar | Firm Capacity | 1 | 2043-07-01 | 0 | MW
0 | 0 | System | Generator | Build Solar 2035 | Build Solar | Firm Capacity | 1 | 2043-10-01 | 0 | MW
Build Solar 2036_Firm Capacity2024 | Build Solar_Firm Capacity2024 | System | Generator | Build Solar 2036 | Build Solar | Firm Capacity | 1 | 2024-01-01 | 0 | MW
0 | 0 | System | Generator | Build Solar 2036 | Build Solar | Firm Capacity | 1 | 2024-04-01 | 0 | MW
0 | 0 | System | Generator | Build Solar 2036 | Build Solar | Firm Capacity | 1 | 2024-07-01 | 0 | MW
0 | 0 | System | Generator | Build Solar 2036 | Build Solar | Firm Capacity | 1 | 2024-10-01 | 0 | MW
Build Solar 2036_Firm Capacity2025 | Build Solar_Firm Capacity2025 | System | Generator | Build Solar 2036 | Build Solar | Firm Capacity | 1 | 2025-01-01 | 0 | MW
0 | 0 | System | Generator | Build Solar 2036 | Build Solar | Firm Capacity | 1 | 2025-04-01 | 0 | MW
0 | 0 | System | Generator | Build Solar 2036 | Build Solar | Firm Capacity | 1 | 2025-07-01 | 0 | MW
0 | 0 | System | Generator | Build Solar 2036 | Build Solar | Firm Capacity | 1 | 2025-10-01 | 0 | MW
Build Solar 2036_Firm Capacity2026 | Build Solar_Firm Capacity2026 | System | Generator | Build Solar 2036 | Build Solar | Firm Capacity | 1 | 2026-01-01 | 0 | MW
0 | 0 | System | Generator | Build Solar 2036 | Build Solar | Firm Capacity | 1 | 2026-04-01 | 0 | MW
0 | 0 | System | Generator | Build Solar 2036 | Build Solar | Firm Capacity | 1 | 2026-07-01 | 0 | MW
0 | 0 | System | Generator | Build Solar 2036 | Build Solar | Firm Capacity | 1 | 2026-10-01 | 0 | MW
Build Solar 2036_Firm Capacity2027 | Build Solar_Firm Capacity2027 | System | Generator | Build Solar 2036 | Build Solar | Firm Capacity | 1 | 2027-01-01 | 0 | MW
0 | 0 | System | Generator | Build Solar 2036 | Build Solar | Firm Capacity | 1 | 2027-04-01 | 0 | MW
0 | 0 | System | Generator | Build Solar 2036 | Build Solar | Firm Capacity | 1 | 2027-07-01 | 0 | MW
0 | 0 | System | Generator | Build Solar 2036 | Build Solar | Firm Capacity | 1 | 2027-10-01 | 0 | MW
Build Solar 2036_Firm Capacity2028 | Build Solar_Firm Capacity2028 | System | Generator | Build Solar 2036 | Build Solar | Firm Capacity | 1 | 2028-01-01 | 0 | MW
0 | 0 | System | Generator | Build Solar 2036 | Build Solar | Firm Capacity | 1 | 2028-04-01 | 0 | MW
0 | 0 | System | Generator | Build Solar 2036 | Build Solar | Firm Capacity | 1 | 2028-07-01 | 0 | MW
0 | 0 | System | Generator | Build Solar 2036 | Build Solar | Firm Capacity | 1 | 2028-10-01 | 0 | MW
Build Solar 2036_Firm Capacity2029 | Build Solar_Firm Capacity2029 | System | Generator | Build Solar 2036 | Build Solar | Firm Capacity | 1 | 2029-01-01 | 0 | MW
0 | 0 | System | Generator | Build Solar 2036 | Build Solar | Firm Capacity | 1 | 2029-04-01 | 0 | MW
0 | 0 | System | Generator | Build Solar 2036 | Build Solar | Firm Capacity | 1 | 2029-07-01 | 0 | MW
0 | 0 | System | Generator | Build Solar 2036 | Build Solar | Firm Capacity | 1 | 2029-10-01 | 0 | MW
Build Solar 2036_Firm Capacity2030 | Build Solar_Firm Capacity2030 | System | Generator | Build Solar 2036 | Build Solar | Firm Capacity | 1 | 2030-01-01 | 0 | MW
0 | 0 | System | Generator | Build Solar 2036 | Build Solar | Firm Capacity | 1 | 2030-04-01 | 0 | MW
0 | 0 | System | Generator | Build Solar 2036 | Build Solar | Firm Capacity | 1 | 2030-07-01 | 0 | MW
0 | 0 | System | Generator | Build Solar 2036 | Build Solar | Firm Capacity | 1 | 2030-10-01 | 0 | MW
Build Solar 2036_Firm Capacity2031 | Build Solar_Firm Capacity2031 | System | Generator | Build Solar 2036 | Build Solar | Firm Capacity | 1 | 2031-01-01 | 0 | MW
0 | 0 | System | Generator | Build Solar 2036 | Build Solar | Firm Capacity | 1 | 2031-04-01 | 0 | MW
0 | 0 | System | Generator | Build Solar 2036 | Build Solar | Firm Capacity | 1 | 2031-07-01 | 0 | MW
0 | 0 | System | Generator | Build Solar 2036 | Build Solar | Firm Capacity | 1 | 2031-10-01 | 0 | MW
Build Solar 2036_Firm Capacity2032 | Build Solar_Firm Capacity2032 | System | Generator | Build Solar 2036 | Build Solar | Firm Capacity | 1 | 2032-01-01 | 0 | MW
0 | 0 | System | Generator | Build Solar 2036 | Build Solar | Firm Capacity | 1 | 2032-04-01 | 0 | MW
0 | 0 | System | Generator | Build Solar 2036 | Build Solar | Firm Capacity | 1 | 2032-07-01 | 0 | MW
0 | 0 | System | Generator | Build Solar 2036 | Build Solar | Firm Capacity | 1 | 2032-10-01 | 0 | MW
Build Solar 2036_Firm Capacity2033 | Build Solar_Firm Capacity2033 | System | Generator | Build Solar 2036 | Build Solar | Firm Capacity | 1 | 2033-01-01 | 0 | MW
0 | 0 | System | Generator | Build Solar 2036 | Build Solar | Firm Capacity | 1 | 2033-04-01 | 0 | MW
0 | 0 | System | Generator | Build Solar 2036 | Build Solar | Firm Capacity | 1 | 2033-07-01 | 0 | MW
0 | 0 | System | Generator | Build Solar 2036 | Build Solar | Firm Capacity | 1 | 2033-10-01 | 0 | MW
Build Solar 2036_Firm Capacity2034 | Build Solar_Firm Capacity2034 | System | Generator | Build Solar 2036 | Build Solar | Firm Capacity | 1 | 2034-01-01 | 0 | MW
0 | 0 | System | Generator | Build Solar 2036 | Build Solar | Firm Capacity | 1 | 2034-04-01 | 0 | MW
0 | 0 | System | Generator | Build Solar 2036 | Build Solar | Firm Capacity | 1 | 2034-07-01 | 0 | MW
0 | 0 | System | Generator | Build Solar 2036 | Build Solar | Firm Capacity | 1 | 2034-10-01 | 0 | MW
Build Solar 2036_Firm Capacity2035 | Build Solar_Firm Capacity2035 | System | Generator | Build Solar 2036 | Build Solar | Firm Capacity | 1 | 2035-01-01 | 0 | MW
0 | 0 | System | Generator | Build Solar 2036 | Build Solar | Firm Capacity | 1 | 2035-04-01 | 0 | MW
0 | 0 | System | Generator | Build Solar 2036 | Build Solar | Firm Capacity | 1 | 2035-07-01 | 0 | MW
0 | 0 | System | Generator | Build Solar 2036 | Build Solar | Firm Capacity | 1 | 2035-10-01 | 0 | MW
Build Solar 2036_Firm Capacity2036 | Build Solar_Firm Capacity2036 | System | Generator | Build Solar 2036 | Build Solar | Firm Capacity | 1 | 2036-01-01 | 0 | MW
0 | 0 | System | Generator | Build Solar 2036 | Build Solar | Firm Capacity | 1 | 2036-04-01 | 0 | MW
0 | 0 | System | Generator | Build Solar 2036 | Build Solar | Firm Capacity | 1 | 2036-07-01 | 0 | MW
0 | 0 | System | Generator | Build Solar 2036 | Build Solar | Firm Capacity | 1 | 2036-10-01 | 0 | MW
Build Solar 2036_Firm Capacity2037 | Build Solar_Firm Capacity2037 | System | Generator | Build Solar 2036 | Build Solar | Firm Capacity | 1 | 2037-01-01 | 0 | MW
0 | 0 | System | Generator | Build Solar 2036 | Build Solar | Firm Capacity | 1 | 2037-04-01 | 0 | MW
0 | 0 | System | Generator | Build Solar 2036 | Build Solar | Firm Capacity | 1 | 2037-07-01 | 0 | MW
0 | 0 | System | Generator | Build Solar 2036 | Build Solar | Firm Capacity | 1 | 2037-10-01 | 0 | MW
Build Solar 2036_Firm Capacity2038 | Build Solar_Firm Capacity2038 | System | Generator | Build Solar 2036 | Build Solar | Firm Capacity | 1 | 2038-01-01 | 0 | MW
0 | 0 | System | Generator | Build Solar 2036 | Build Solar | Firm Capacity | 1 | 2038-04-01 | 0 | MW
0 | 0 | System | Generator | Build Solar 2036 | Build Solar | Firm Capacity | 1 | 2038-07-01 | 0 | MW
0 | 0 | System | Generator | Build Solar 2036 | Build Solar | Firm Capacity | 1 | 2038-10-01 | 0 | MW
Build Solar 2036_Firm Capacity2039 | Build Solar_Firm Capacity2039 | System | Generator | Build Solar 2036 | Build Solar | Firm Capacity | 1 | 2039-01-01 | 0 | MW
0 | 0 | System | Generator | Build Solar 2036 | Build Solar | Firm Capacity | 1 | 2039-04-01 | 0 | MW
0 | 0 | System | Generator | Build Solar 2036 | Build Solar | Firm Capacity | 1 | 2039-07-01 | 0 | MW
0 | 0 | System | Generator | Build Solar 2036 | Build Solar | Firm Capacity | 1 | 2039-10-01 | 0 | MW
Build Solar 2036_Firm Capacity2040 | Build Solar_Firm Capacity2040 | System | Generator | Build Solar 2036 | Build Solar | Firm Capacity | 1 | 2040-01-01 | 0 | MW
0 | 0 | System | Generator | Build Solar 2036 | Build Solar | Firm Capacity | 1 | 2040-04-01 | 0 | MW
0 | 0 | System | Generator | Build Solar 2036 | Build Solar | Firm Capacity | 1 | 2040-07-01 | 0 | MW
0 | 0 | System | Generator | Build Solar 2036 | Build Solar | Firm Capacity | 1 | 2040-10-01 | 0 | MW
Build Solar 2036_Firm Capacity2041 | Build Solar_Firm Capacity2041 | System | Generator | Build Solar 2036 | Build Solar | Firm Capacity | 1 | 2041-01-01 | 0 | MW
0 | 0 | System | Generator | Build Solar 2036 | Build Solar | Firm Capacity | 1 | 2041-04-01 | 0 | MW
0 | 0 | System | Generator | Build Solar 2036 | Build Solar | Firm Capacity | 1 | 2041-07-01 | 0 | MW
0 | 0 | System | Generator | Build Solar 2036 | Build Solar | Firm Capacity | 1 | 2041-10-01 | 0 | MW
Build Solar 2036_Firm Capacity2042 | Build Solar_Firm Capacity2042 | System | Generator | Build Solar 2036 | Build Solar | Firm Capacity | 1 | 2042-01-01 | 0 | MW
0 | 0 | System | Generator | Build Solar 2036 | Build Solar | Firm Capacity | 1 | 2042-04-01 | 0 | MW
0 | 0 | System | Generator | Build Solar 2036 | Build Solar | Firm Capacity | 1 | 2042-07-01 | 0 | MW
0 | 0 | System | Generator | Build Solar 2036 | Build Solar | Firm Capacity | 1 | 2042-10-01 | 0 | MW
Build Solar 2036_Firm Capacity2043 | Build Solar_Firm Capacity2043 | System | Generator | Build Solar 2036 | Build Solar | Firm Capacity | 1 | 2043-01-01 | 0 | MW
0 | 0 | System | Generator | Build Solar 2036 | Build Solar | Firm Capacity | 1 | 2043-04-01 | 0 | MW
0 | 0 | System | Generator | Build Solar 2036 | Build Solar | Firm Capacity | 1 | 2043-07-01 | 0 | MW
0 | 0 | System | Generator | Build Solar 2036 | Build Solar | Firm Capacity | 1 | 2043-10-01 | 0 | MW
Build Solar 2037_Firm Capacity2024 | Build Solar_Firm Capacity2024 | System | Generator | Build Solar 2037 | Build Solar | Firm Capacity | 1 | 2024-01-01 | 0 | MW
0 | 0 | System | Generator | Build Solar 2037 | Build Solar | Firm Capacity | 1 | 2024-04-01 | 0 | MW
0 | 0 | System | Generator | Build Solar 2037 | Build Solar | Firm Capacity | 1 | 2024-07-01 | 0 | MW
0 | 0 | System | Generator | Build Solar 2037 | Build Solar | Firm Capacity | 1 | 2024-10-01 | 0 | MW
Build Solar 2037_Firm Capacity2025 | Build Solar_Firm Capacity2025 | System | Generator | Build Solar 2037 | Build Solar | Firm Capacity | 1 | 2025-01-01 | 0 | MW
0 | 0 | System | Generator | Build Solar 2037 | Build Solar | Firm Capacity | 1 | 2025-04-01 | 0 | MW
0 | 0 | System | Generator | Build Solar 2037 | Build Solar | Firm Capacity | 1 | 2025-07-01 | 0 | MW
0 | 0 | System | Generator | Build Solar 2037 | Build Solar | Firm Capacity | 1 | 2025-10-01 | 0 | MW
Build Solar 2037_Firm Capacity2026 | Build Solar_Firm Capacity2026 | System | Generator | Build Solar 2037 | Build Solar | Firm Capacity | 1 | 2026-01-01 | 0 | MW
0 | 0 | System | Generator | Build Solar 2037 | Build Solar | Firm Capacity | 1 | 2026-04-01 | 0 | MW
0 | 0 | System | Generator | Build Solar 2037 | Build Solar | Firm Capacity | 1 | 2026-07-01 | 0 | MW
0 | 0 | System | Generator | Build Solar 2037 | Build Solar | Firm Capacity | 1 | 2026-10-01 | 0 | MW
Build Solar 2037_Firm Capacity2027 | Build Solar_Firm Capacity2027 | System | Generator | Build Solar 2037 | Build Solar | Firm Capacity | 1 | 2027-01-01 | 0 | MW
0 | 0 | System | Generator | Build Solar 2037 | Build Solar | Firm Capacity | 1 | 2027-04-01 | 0 | MW
0 | 0 | System | Generator | Build Solar 2037 | Build Solar | Firm Capacity | 1 | 2027-07-01 | 0 | MW
0 | 0 | System | Generator | Build Solar 2037 | Build Solar | Firm Capacity | 1 | 2027-10-01 | 0 | MW
Build Solar 2037_Firm Capacity2028 | Build Solar_Firm Capacity2028 | System | Generator | Build Solar 2037 | Build Solar | Firm Capacity | 1 | 2028-01-01 | 0 | MW
0 | 0 | System | Generator | Build Solar 2037 | Build Solar | Firm Capacity | 1 | 2028-04-01 | 0 | MW
0 | 0 | System | Generator | Build Solar 2037 | Build Solar | Firm Capacity | 1 | 2028-07-01 | 0 | MW
0 | 0 | System | Generator | Build Solar 2037 | Build Solar | Firm Capacity | 1 | 2028-10-01 | 0 | MW
Build Solar 2037_Firm Capacity2029 | Build Solar_Firm Capacity2029 | System | Generator | Build Solar 2037 | Build Solar | Firm Capacity | 1 | 2029-01-01 | 0 | MW
0 | 0 | System | Generator | Build Solar 2037 | Build Solar | Firm Capacity | 1 | 2029-04-01 | 0 | MW
0 | 0 | System | Generator | Build Solar 2037 | Build Solar | Firm Capacity | 1 | 2029-07-01 | 0 | MW
0 | 0 | System | Generator | Build Solar 2037 | Build Solar | Firm Capacity | 1 | 2029-10-01 | 0 | MW
Build Solar 2037_Firm Capacity2030 | Build Solar_Firm Capacity2030 | System | Generator | Build Solar 2037 | Build Solar | Firm Capacity | 1 | 2030-01-01 | 0 | MW
0 | 0 | System | Generator | Build Solar 2037 | Build Solar | Firm Capacity | 1 | 2030-04-01 | 0 | MW
0 | 0 | System | Generator | Build Solar 2037 | Build Solar | Firm Capacity | 1 | 2030-07-01 | 0 | MW
0 | 0 | System | Generator | Build Solar 2037 | Build Solar | Firm Capacity | 1 | 2030-10-01 | 0 | MW
Build Solar 2037_Firm Capacity2031 | Build Solar_Firm Capacity2031 | System | Generator | Build Solar 2037 | Build Solar | Firm Capacity | 1 | 2031-01-01 | 0 | MW
0 | 0 | System | Generator | Build Solar 2037 | Build Solar | Firm Capacity | 1 | 2031-04-01 | 0 | MW
0 | 0 | System | Generator | Build Solar 2037 | Build Solar | Firm Capacity | 1 | 2031-07-01 | 0 | MW
0 | 0 | System | Generator | Build Solar 2037 | Build Solar | Firm Capacity | 1 | 2031-10-01 | 0 | MW
Build Solar 2037_Firm Capacity2032 | Build Solar_Firm Capacity2032 | System | Generator | Build Solar 2037 | Build Solar | Firm Capacity | 1 | 2032-01-01 | 0 | MW
0 | 0 | System | Generator | Build Solar 2037 | Build Solar | Firm Capacity | 1 | 2032-04-01 | 0 | MW
0 | 0 | System | Generator | Build Solar 2037 | Build Solar | Firm Capacity | 1 | 2032-07-01 | 0 | MW
0 | 0 | System | Generator | Build Solar 2037 | Build Solar | Firm Capacity | 1 | 2032-10-01 | 0 | MW
Build Solar 2037_Firm Capacity2033 | Build Solar_Firm Capacity2033 | System | Generator | Build Solar 2037 | Build Solar | Firm Capacity | 1 | 2033-01-01 | 0 | MW
0 | 0 | System | Generator | Build Solar 2037 | Build Solar | Firm Capacity | 1 | 2033-04-01 | 0 | MW
0 | 0 | System | Generator | Build Solar 2037 | Build Solar | Firm Capacity | 1 | 2033-07-01 | 0 | MW
0 | 0 | System | Generator | Build Solar 2037 | Build Solar | Firm Capacity | 1 | 2033-10-01 | 0 | MW
Build Solar 2037_Firm Capacity2034 | Build Solar_Firm Capacity2034 | System | Generator | Build Solar 2037 | Build Solar | Firm Capacity | 1 | 2034-01-01 | 0 | MW
0 | 0 | System | Generator | Build Solar 2037 | Build Solar | Firm Capacity | 1 | 2034-04-01 | 0 | MW
0 | 0 | System | Generator | Build Solar 2037 | Build Solar | Firm Capacity | 1 | 2034-07-01 | 0 | MW
0 | 0 | System | Generator | Build Solar 2037 | Build Solar | Firm Capacity | 1 | 2034-10-01 | 0 | MW
Build Solar 2037_Firm Capacity2035 | Build Solar_Firm Capacity2035 | System | Generator | Build Solar 2037 | Build Solar | Firm Capacity | 1 | 2035-01-01 | 0 | MW
0 | 0 | System | Generator | Build Solar 2037 | Build Solar | Firm Capacity | 1 | 2035-04-01 | 0 | MW
0 | 0 | System | Generator | Build Solar 2037 | Build Solar | Firm Capacity | 1 | 2035-07-01 | 0 | MW
0 | 0 | System | Generator | Build Solar 2037 | Build Solar | Firm Capacity | 1 | 2035-10-01 | 0 | MW
Build Solar 2037_Firm Capacity2036 | Build Solar_Firm Capacity2036 | System | Generator | Build Solar 2037 | Build Solar | Firm Capacity | 1 | 2036-01-01 | 0 | MW
0 | 0 | System | Generator | Build Solar 2037 | Build Solar | Firm Capacity | 1 | 2036-04-01 | 0 | MW
0 | 0 | System | Generator | Build Solar 2037 | Build Solar | Firm Capacity | 1 | 2036-07-01 | 0 | MW
0 | 0 | System | Generator | Build Solar 2037 | Build Solar | Firm Capacity | 1 | 2036-10-01 | 0 | MW
Build Solar 2037_Firm Capacity2037 | Build Solar_Firm Capacity2037 | System | Generator | Build Solar 2037 | Build Solar | Firm Capacity | 1 | 2037-01-01 | 0 | MW
0 | 0 | System | Generator | Build Solar 2037 | Build Solar | Firm Capacity | 1 | 2037-04-01 | 0 | MW
0 | 0 | System | Generator | Build Solar 2037 | Build Solar | Firm Capacity | 1 | 2037-07-01 | 0 | MW
0 | 0 | System | Generator | Build Solar 2037 | Build Solar | Firm Capacity | 1 | 2037-10-01 | 0 | MW
Build Solar 2037_Firm Capacity2038 | Build Solar_Firm Capacity2038 | System | Generator | Build Solar 2037 | Build Solar | Firm Capacity | 1 | 2038-01-01 | 0 | MW
0 | 0 | System | Generator | Build Solar 2037 | Build Solar | Firm Capacity | 1 | 2038-04-01 | 0 | MW
0 | 0 | System | Generator | Build Solar 2037 | Build Solar | Firm Capacity | 1 | 2038-07-01 | 0 | MW
0 | 0 | System | Generator | Build Solar 2037 | Build Solar | Firm Capacity | 1 | 2038-10-01 | 0 | MW
Build Solar 2037_Firm Capacity2039 | Build Solar_Firm Capacity2039 | System | Generator | Build Solar 2037 | Build Solar | Firm Capacity | 1 | 2039-01-01 | 0 | MW
0 | 0 | System | Generator | Build Solar 2037 | Build Solar | Firm Capacity | 1 | 2039-04-01 | 0 | MW
0 | 0 | System | Generator | Build Solar 2037 | Build Solar | Firm Capacity | 1 | 2039-07-01 | 0 | MW
0 | 0 | System | Generator | Build Solar 2037 | Build Solar | Firm Capacity | 1 | 2039-10-01 | 0 | MW
Build Solar 2037_Firm Capacity2040 | Build Solar_Firm Capacity2040 | System | Generator | Build Solar 2037 | Build Solar | Firm Capacity | 1 | 2040-01-01 | 0 | MW
0 | 0 | System | Generator | Build Solar 2037 | Build Solar | Firm Capacity | 1 | 2040-04-01 | 0 | MW
0 | 0 | System | Generator | Build Solar 2037 | Build Solar | Firm Capacity | 1 | 2040-07-01 | 0 | MW
0 | 0 | System | Generator | Build Solar 2037 | Build Solar | Firm Capacity | 1 | 2040-10-01 | 0 | MW
Build Solar 2037_Firm Capacity2041 | Build Solar_Firm Capacity2041 | System | Generator | Build Solar 2037 | Build Solar | Firm Capacity | 1 | 2041-01-01 | 0 | MW
0 | 0 | System | Generator | Build Solar 2037 | Build Solar | Firm Capacity | 1 | 2041-04-01 | 0 | MW
0 | 0 | System | Generator | Build Solar 2037 | Build Solar | Firm Capacity | 1 | 2041-07-01 | 0 | MW
0 | 0 | System | Generator | Build Solar 2037 | Build Solar | Firm Capacity | 1 | 2041-10-01 | 0 | MW
Build Solar 2037_Firm Capacity2042 | Build Solar_Firm Capacity2042 | System | Generator | Build Solar 2037 | Build Solar | Firm Capacity | 1 | 2042-01-01 | 0 | MW
0 | 0 | System | Generator | Build Solar 2037 | Build Solar | Firm Capacity | 1 | 2042-04-01 | 0 | MW
0 | 0 | System | Generator | Build Solar 2037 | Build Solar | Firm Capacity | 1 | 2042-07-01 | 0 | MW
0 | 0 | System | Generator | Build Solar 2037 | Build Solar | Firm Capacity | 1 | 2042-10-01 | 0 | MW
Build Solar 2037_Firm Capacity2043 | Build Solar_Firm Capacity2043 | System | Generator | Build Solar 2037 | Build Solar | Firm Capacity | 1 | 2043-01-01 | 0 | MW
0 | 0 | System | Generator | Build Solar 2037 | Build Solar | Firm Capacity | 1 | 2043-04-01 | 0 | MW
0 | 0 | System | Generator | Build Solar 2037 | Build Solar | Firm Capacity | 1 | 2043-07-01 | 0 | MW
0 | 0 | System | Generator | Build Solar 2037 | Build Solar | Firm Capacity | 1 | 2043-10-01 | 0 | MW
Build Solar 2038_Firm Capacity2024 | Build Solar_Firm Capacity2024 | System | Generator | Build Solar 2038 | Build Solar | Firm Capacity | 1 | 2024-01-01 | 0 | MW
0 | 0 | System | Generator | Build Solar 2038 | Build Solar | Firm Capacity | 1 | 2024-04-01 | 0 | MW
0 | 0 | System | Generator | Build Solar 2038 | Build Solar | Firm Capacity | 1 | 2024-07-01 | 0 | MW
0 | 0 | System | Generator | Build Solar 2038 | Build Solar | Firm Capacity | 1 | 2024-10-01 | 0 | MW
Build Solar 2038_Firm Capacity2025 | Build Solar_Firm Capacity2025 | System | Generator | Build Solar 2038 | Build Solar | Firm Capacity | 1 | 2025-01-01 | 0 | MW
0 | 0 | System | Generator | Build Solar 2038 | Build Solar | Firm Capacity | 1 | 2025-04-01 | 0 | MW
0 | 0 | System | Generator | Build Solar 2038 | Build Solar | Firm Capacity | 1 | 2025-07-01 | 0 | MW
0 | 0 | System | Generator | Build Solar 2038 | Build Solar | Firm Capacity | 1 | 2025-10-01 | 0 | MW
Build Solar 2038_Firm Capacity2026 | Build Solar_Firm Capacity2026 | System | Generator | Build Solar 2038 | Build Solar | Firm Capacity | 1 | 2026-01-01 | 0 | MW
0 | 0 | System | Generator | Build Solar 2038 | Build Solar | Firm Capacity | 1 | 2026-04-01 | 0 | MW
0 | 0 | System | Generator | Build Solar 2038 | Build Solar | Firm Capacity | 1 | 2026-07-01 | 0 | MW
0 | 0 | System | Generator | Build Solar 2038 | Build Solar | Firm Capacity | 1 | 2026-10-01 | 0 | MW
Build Solar 2038_Firm Capacity2027 | Build Solar_Firm Capacity2027 | System | Generator | Build Solar 2038 | Build Solar | Firm Capacity | 1 | 2027-01-01 | 0 | MW
0 | 0 | System | Generator | Build Solar 2038 | Build Solar | Firm Capacity | 1 | 2027-04-01 | 0 | MW
0 | 0 | System | Generator | Build Solar 2038 | Build Solar | Firm Capacity | 1 | 2027-07-01 | 0 | MW
0 | 0 | System | Generator | Build Solar 2038 | Build Solar | Firm Capacity | 1 | 2027-10-01 | 0 | MW
Build Solar 2038_Firm Capacity2028 | Build Solar_Firm Capacity2028 | System | Generator | Build Solar 2038 | Build Solar | Firm Capacity | 1 | 2028-01-01 | 0 | MW
0 | 0 | System | Generator | Build Solar 2038 | Build Solar | Firm Capacity | 1 | 2028-04-01 | 0 | MW
0 | 0 | System | Generator | Build Solar 2038 | Build Solar | Firm Capacity | 1 | 2028-07-01 | 0 | MW
0 | 0 | System | Generator | Build Solar 2038 | Build Solar | Firm Capacity | 1 | 2028-10-01 | 0 | MW
Build Solar 2038_Firm Capacity2029 | Build Solar_Firm Capacity2029 | System | Generator | Build Solar 2038 | Build Solar | Firm Capacity | 1 | 2029-01-01 | 0 | MW
0 | 0 | System | Generator | Build Solar 2038 | Build Solar | Firm Capacity | 1 | 2029-04-01 | 0 | MW
0 | 0 | System | Generator | Build Solar 2038 | Build Solar | Firm Capacity | 1 | 2029-07-01 | 0 | MW
0 | 0 | System | Generator | Build Solar 2038 | Build Solar | Firm Capacity | 1 | 2029-10-01 | 0 | MW
Build Solar 2038_Firm Capacity2030 | Build Solar_Firm Capacity2030 | System | Generator | Build Solar 2038 | Build Solar | Firm Capacity | 1 | 2030-01-01 | 0 | MW
0 | 0 | System | Generator | Build Solar 2038 | Build Solar | Firm Capacity | 1 | 2030-04-01 | 0 | MW
0 | 0 | System | Generator | Build Solar 2038 | Build Solar | Firm Capacity | 1 | 2030-07-01 | 0 | MW
0 | 0 | System | Generator | Build Solar 2038 | Build Solar | Firm Capacity | 1 | 2030-10-01 | 0 | MW
Build Solar 2038_Firm Capacity2031 | Build Solar_Firm Capacity2031 | System | Generator | Build Solar 2038 | Build Solar | Firm Capacity | 1 | 2031-01-01 | 0 | MW
0 | 0 | System | Generator | Build Solar 2038 | Build Solar | Firm Capacity | 1 | 2031-04-01 | 0 | MW
0 | 0 | System | Generator | Build Solar 2038 | Build Solar | Firm Capacity | 1 | 2031-07-01 | 0 | MW
0 | 0 | System | Generator | Build Solar 2038 | Build Solar | Firm Capacity | 1 | 2031-10-01 | 0 | MW
Build Solar 2038_Firm Capacity2032 | Build Solar_Firm Capacity2032 | System | Generator | Build Solar 2038 | Build Solar | Firm Capacity | 1 | 2032-01-01 | 0 | MW
0 | 0 | System | Generator | Build Solar 2038 | Build Solar | Firm Capacity | 1 | 2032-04-01 | 0 | MW
0 | 0 | System | Generator | Build Solar 2038 | Build Solar | Firm Capacity | 1 | 2032-07-01 | 0 | MW
0 | 0 | System | Generator | Build Solar 2038 | Build Solar | Firm Capacity | 1 | 2032-10-01 | 0 | MW
Build Solar 2038_Firm Capacity2033 | Build Solar_Firm Capacity2033 | System | Generator | Build Solar 2038 | Build Solar | Firm Capacity | 1 | 2033-01-01 | 0 | MW
0 | 0 | System | Generator | Build Solar 2038 | Build Solar | Firm Capacity | 1 | 2033-04-01 | 0 | MW
0 | 0 | System | Generator | Build Solar 2038 | Build Solar | Firm Capacity | 1 | 2033-07-01 | 0 | MW
0 | 0 | System | Generator | Build Solar 2038 | Build Solar | Firm Capacity | 1 | 2033-10-01 | 0 | MW
Build Solar 2038_Firm Capacity2034 | Build Solar_Firm Capacity2034 | System | Generator | Build Solar 2038 | Build Solar | Firm Capacity | 1 | 2034-01-01 | 0 | MW
0 | 0 | System | Generator | Build Solar 2038 | Build Solar | Firm Capacity | 1 | 2034-04-01 | 0 | MW
0 | 0 | System | Generator | Build Solar 2038 | Build Solar | Firm Capacity | 1 | 2034-07-01 | 0 | MW
0 | 0 | System | Generator | Build Solar 2038 | Build Solar | Firm Capacity | 1 | 2034-10-01 | 0 | MW
Build Solar 2038_Firm Capacity2035 | Build Solar_Firm Capacity2035 | System | Generator | Build Solar 2038 | Build Solar | Firm Capacity | 1 | 2035-01-01 | 0 | MW
0 | 0 | System | Generator | Build Solar 2038 | Build Solar | Firm Capacity | 1 | 2035-04-01 | 0 | MW
0 | 0 | System | Generator | Build Solar 2038 | Build Solar | Firm Capacity | 1 | 2035-07-01 | 0 | MW
0 | 0 | System | Generator | Build Solar 2038 | Build Solar | Firm Capacity | 1 | 2035-10-01 | 0 | MW
Build Solar 2038_Firm Capacity2036 | Build Solar_Firm Capacity2036 | System | Generator | Build Solar 2038 | Build Solar | Firm Capacity | 1 | 2036-01-01 | 0 | MW
0 | 0 | System | Generator | Build Solar 2038 | Build Solar | Firm Capacity | 1 | 2036-04-01 | 0 | MW
0 | 0 | System | Generator | Build Solar 2038 | Build Solar | Firm Capacity | 1 | 2036-07-01 | 0 | MW
0 | 0 | System | Generator | Build Solar 2038 | Build Solar | Firm Capacity | 1 | 2036-10-01 | 0 | MW
Build Solar 2038_Firm Capacity2037 | Build Solar_Firm Capacity2037 | System | Generator | Build Solar 2038 | Build Solar | Firm Capacity | 1 | 2037-01-01 | 0 | MW
0 | 0 | System | Generator | Build Solar 2038 | Build Solar | Firm Capacity | 1 | 2037-04-01 | 0 | MW
0 | 0 | System | Generator | Build Solar 2038 | Build Solar | Firm Capacity | 1 | 2037-07-01 | 0 | MW
0 | 0 | System | Generator | Build Solar 2038 | Build Solar | Firm Capacity | 1 | 2037-10-01 | 0 | MW
Build Solar 2038_Firm Capacity2038 | Build Solar_Firm Capacity2038 | System | Generator | Build Solar 2038 | Build Solar | Firm Capacity | 1 | 2038-01-01 | 0 | MW
0 | 0 | System | Generator | Build Solar 2038 | Build Solar | Firm Capacity | 1 | 2038-04-01 | 0 | MW
0 | 0 | System | Generator | Build Solar 2038 | Build Solar | Firm Capacity | 1 | 2038-07-01 | 0 | MW
0 | 0 | System | Generator | Build Solar 2038 | Build Solar | Firm Capacity | 1 | 2038-10-01 | 0 | MW
Build Solar 2038_Firm Capacity2039 | Build Solar_Firm Capacity2039 | System | Generator | Build Solar 2038 | Build Solar | Firm Capacity | 1 | 2039-01-01 | 0 | MW
0 | 0 | System | Generator | Build Solar 2038 | Build Solar | Firm Capacity | 1 | 2039-04-01 | 0 | MW
0 | 0 | System | Generator | Build Solar 2038 | Build Solar | Firm Capacity | 1 | 2039-07-01 | 0 | MW
0 | 0 | System | Generator | Build Solar 2038 | Build Solar | Firm Capacity | 1 | 2039-10-01 | 0 | MW
Build Solar 2038_Firm Capacity2040 | Build Solar_Firm Capacity2040 | System | Generator | Build Solar 2038 | Build Solar | Firm Capacity | 1 | 2040-01-01 | 0 | MW
0 | 0 | System | Generator | Build Solar 2038 | Build Solar | Firm Capacity | 1 | 2040-04-01 | 0 | MW
0 | 0 | System | Generator | Build Solar 2038 | Build Solar | Firm Capacity | 1 | 2040-07-01 | 0 | MW
0 | 0 | System | Generator | Build Solar 2038 | Build Solar | Firm Capacity | 1 | 2040-10-01 | 0 | MW
Build Solar 2038_Firm Capacity2041 | Build Solar_Firm Capacity2041 | System | Generator | Build Solar 2038 | Build Solar | Firm Capacity | 1 | 2041-01-01 | 0 | MW
0 | 0 | System | Generator | Build Solar 2038 | Build Solar | Firm Capacity | 1 | 2041-04-01 | 0 | MW
0 | 0 | System | Generator | Build Solar 2038 | Build Solar | Firm Capacity | 1 | 2041-07-01 | 0 | MW
0 | 0 | System | Generator | Build Solar 2038 | Build Solar | Firm Capacity | 1 | 2041-10-01 | 0 | MW
Build Solar 2038_Firm Capacity2042 | Build Solar_Firm Capacity2042 | System | Generator | Build Solar 2038 | Build Solar | Firm Capacity | 1 | 2042-01-01 | 0 | MW
0 | 0 | System | Generator | Build Solar 2038 | Build Solar | Firm Capacity | 1 | 2042-04-01 | 0 | MW
0 | 0 | System | Generator | Build Solar 2038 | Build Solar | Firm Capacity | 1 | 2042-07-01 | 0 | MW
0 | 0 | System | Generator | Build Solar 2038 | Build Solar | Firm Capacity | 1 | 2042-10-01 | 0 | MW
Build Solar 2038_Firm Capacity2043 | Build Solar_Firm Capacity2043 | System | Generator | Build Solar 2038 | Build Solar | Firm Capacity | 1 | 2043-01-01 | 0 | MW
0 | 0 | System | Generator | Build Solar 2038 | Build Solar | Firm Capacity | 1 | 2043-04-01 | 0 | MW
0 | 0 | System | Generator | Build Solar 2038 | Build Solar | Firm Capacity | 1 | 2043-07-01 | 0 | MW
0 | 0 | System | Generator | Build Solar 2038 | Build Solar | Firm Capacity | 1 | 2043-10-01 | 0 | MW
Build Solar 2039_Firm Capacity2024 | Build Solar_Firm Capacity2024 | System | Generator | Build Solar 2039 | Build Solar | Firm Capacity | 1 | 2024-01-01 | 0 | MW
0 | 0 | System | Generator | Build Solar 2039 | Build Solar | Firm Capacity | 1 | 2024-04-01 | 0 | MW
0 | 0 | System | Generator | Build Solar 2039 | Build Solar | Firm Capacity | 1 | 2024-07-01 | 0 | MW
0 | 0 | System | Generator | Build Solar 2039 | Build Solar | Firm Capacity | 1 | 2024-10-01 | 0 | MW
Build Solar 2039_Firm Capacity2025 | Build Solar_Firm Capacity2025 | System | Generator | Build Solar 2039 | Build Solar | Firm Capacity | 1 | 2025-01-01 | 0 | MW
0 | 0 | System | Generator | Build Solar 2039 | Build Solar | Firm Capacity | 1 | 2025-04-01 | 0 | MW
0 | 0 | System | Generator | Build Solar 2039 | Build Solar | Firm Capacity | 1 | 2025-07-01 | 0 | MW
0 | 0 | System | Generator | Build Solar 2039 | Build Solar | Firm Capacity | 1 | 2025-10-01 | 0 | MW
Build Solar 2039_Firm Capacity2026 | Build Solar_Firm Capacity2026 | System | Generator | Build Solar 2039 | Build Solar | Firm Capacity | 1 | 2026-01-01 | 0 | MW
0 | 0 | System | Generator | Build Solar 2039 | Build Solar | Firm Capacity | 1 | 2026-04-01 | 0 | MW
0 | 0 | System | Generator | Build Solar 2039 | Build Solar | Firm Capacity | 1 | 2026-07-01 | 0 | MW
0 | 0 | System | Generator | Build Solar 2039 | Build Solar | Firm Capacity | 1 | 2026-10-01 | 0 | MW
Build Solar 2039_Firm Capacity2027 | Build Solar_Firm Capacity2027 | System | Generator | Build Solar 2039 | Build Solar | Firm Capacity | 1 | 2027-01-01 | 0 | MW
0 | 0 | System | Generator | Build Solar 2039 | Build Solar | Firm Capacity | 1 | 2027-04-01 | 0 | MW
0 | 0 | System | Generator | Build Solar 2039 | Build Solar | Firm Capacity | 1 | 2027-07-01 | 0 | MW
0 | 0 | System | Generator | Build Solar 2039 | Build Solar | Firm Capacity | 1 | 2027-10-01 | 0 | MW
Build Solar 2039_Firm Capacity2028 | Build Solar_Firm Capacity2028 | System | Generator | Build Solar 2039 | Build Solar | Firm Capacity | 1 | 2028-01-01 | 0 | MW
0 | 0 | System | Generator | Build Solar 2039 | Build Solar | Firm Capacity | 1 | 2028-04-01 | 0 | MW
0 | 0 | System | Generator | Build Solar 2039 | Build Solar | Firm Capacity | 1 | 2028-07-01 | 0 | MW
0 | 0 | System | Generator | Build Solar 2039 | Build Solar | Firm Capacity | 1 | 2028-10-01 | 0 | MW
Build Solar 2039_Firm Capacity2029 | Build Solar_Firm Capacity2029 | System | Generator | Build Solar 2039 | Build Solar | Firm Capacity | 1 | 2029-01-01 | 0 | MW
0 | 0 | System | Generator | Build Solar 2039 | Build Solar | Firm Capacity | 1 | 2029-04-01 | 0 | MW
0 | 0 | System | Generator | Build Solar 2039 | Build Solar | Firm Capacity | 1 | 2029-07-01 | 0 | MW
0 | 0 | System | Generator | Build Solar 2039 | Build Solar | Firm Capacity | 1 | 2029-10-01 | 0 | MW
Build Solar 2039_Firm Capacity2030 | Build Solar_Firm Capacity2030 | System | Generator | Build Solar 2039 | Build Solar | Firm Capacity | 1 | 2030-01-01 | 0 | MW
0 | 0 | System | Generator | Build Solar 2039 | Build Solar | Firm Capacity | 1 | 2030-04-01 | 0 | MW
0 | 0 | System | Generator | Build Solar 2039 | Build Solar | Firm Capacity | 1 | 2030-07-01 | 0 | MW
0 | 0 | System | Generator | Build Solar 2039 | Build Solar | Firm Capacity | 1 | 2030-10-01 | 0 | MW
Build Solar 2039_Firm Capacity2031 | Build Solar_Firm Capacity2031 | System | Generator | Build Solar 2039 | Build Solar | Firm Capacity | 1 | 2031-01-01 | 0 | MW
0 | 0 | System | Generator | Build Solar 2039 | Build Solar | Firm Capacity | 1 | 2031-04-01 | 0 | MW
0 | 0 | System | Generator | Build Solar 2039 | Build Solar | Firm Capacity | 1 | 2031-07-01 | 0 | MW
0 | 0 | System | Generator | Build Solar 2039 | Build Solar | Firm Capacity | 1 | 2031-10-01 | 0 | MW
Build Solar 2039_Firm Capacity2032 | Build Solar_Firm Capacity2032 | System | Generator | Build Solar 2039 | Build Solar | Firm Capacity | 1 | 2032-01-01 | 0 | MW
0 | 0 | System | Generator | Build Solar 2039 | Build Solar | Firm Capacity | 1 | 2032-04-01 | 0 | MW
0 | 0 | System | Generator | Build Solar 2039 | Build Solar | Firm Capacity | 1 | 2032-07-01 | 0 | MW
0 | 0 | System | Generator | Build Solar 2039 | Build Solar | Firm Capacity | 1 | 2032-10-01 | 0 | MW
Build Solar 2039_Firm Capacity2033 | Build Solar_Firm Capacity2033 | System | Generator | Build Solar 2039 | Build Solar | Firm Capacity | 1 | 2033-01-01 | 0 | MW
0 | 0 | System | Generator | Build Solar 2039 | Build Solar | Firm Capacity | 1 | 2033-04-01 | 0 | MW
0 | 0 | System | Generator | Build Solar 2039 | Build Solar | Firm Capacity | 1 | 2033-07-01 | 0 | MW
0 | 0 | System | Generator | Build Solar 2039 | Build Solar | Firm Capacity | 1 | 2033-10-01 | 0 | MW
Build Solar 2039_Firm Capacity2034 | Build Solar_Firm Capacity2034 | System | Generator | Build Solar 2039 | Build Solar | Firm Capacity | 1 | 2034-01-01 | 0 | MW
0 | 0 | System | Generator | Build Solar 2039 | Build Solar | Firm Capacity | 1 | 2034-04-01 | 0 | MW
0 | 0 | System | Generator | Build Solar 2039 | Build Solar | Firm Capacity | 1 | 2034-07-01 | 0 | MW
0 | 0 | System | Generator | Build Solar 2039 | Build Solar | Firm Capacity | 1 | 2034-10-01 | 0 | MW
Build Solar 2039_Firm Capacity2035 | Build Solar_Firm Capacity2035 | System | Generator | Build Solar 2039 | Build Solar | Firm Capacity | 1 | 2035-01-01 | 0 | MW
0 | 0 | System | Generator | Build Solar 2039 | Build Solar | Firm Capacity | 1 | 2035-04-01 | 0 | MW
0 | 0 | System | Generator | Build Solar 2039 | Build Solar | Firm Capacity | 1 | 2035-07-01 | 0 | MW
0 | 0 | System | Generator | Build Solar 2039 | Build Solar | Firm Capacity | 1 | 2035-10-01 | 0 | MW
Build Solar 2039_Firm Capacity2036 | Build Solar_Firm Capacity2036 | System | Generator | Build Solar 2039 | Build Solar | Firm Capacity | 1 | 2036-01-01 | 0 | MW
0 | 0 | System | Generator | Build Solar 2039 | Build Solar | Firm Capacity | 1 | 2036-04-01 | 0 | MW
0 | 0 | System | Generator | Build Solar 2039 | Build Solar | Firm Capacity | 1 | 2036-07-01 | 0 | MW
0 | 0 | System | Generator | Build Solar 2039 | Build Solar | Firm Capacity | 1 | 2036-10-01 | 0 | MW
Build Solar 2039_Firm Capacity2037 | Build Solar_Firm Capacity2037 | System | Generator | Build Solar 2039 | Build Solar | Firm Capacity | 1 | 2037-01-01 | 0 | MW
0 | 0 | System | Generator | Build Solar 2039 | Build Solar | Firm Capacity | 1 | 2037-04-01 | 0 | MW
0 | 0 | System | Generator | Build Solar 2039 | Build Solar | Firm Capacity | 1 | 2037-07-01 | 0 | MW
0 | 0 | System | Generator | Build Solar 2039 | Build Solar | Firm Capacity | 1 | 2037-10-01 | 0 | MW
Build Solar 2039_Firm Capacity2038 | Build Solar_Firm Capacity2038 | System | Generator | Build Solar 2039 | Build Solar | Firm Capacity | 1 | 2038-01-01 | 0 | MW
0 | 0 | System | Generator | Build Solar 2039 | Build Solar | Firm Capacity | 1 | 2038-04-01 | 0 | MW
0 | 0 | System | Generator | Build Solar 2039 | Build Solar | Firm Capacity | 1 | 2038-07-01 | 0 | MW
0 | 0 | System | Generator | Build Solar 2039 | Build Solar | Firm Capacity | 1 | 2038-10-01 | 0 | MW
Build Solar 2039_Firm Capacity2039 | Build Solar_Firm Capacity2039 | System | Generator | Build Solar 2039 | Build Solar | Firm Capacity | 1 | 2039-01-01 | 0 | MW
0 | 0 | System | Generator | Build Solar 2039 | Build Solar | Firm Capacity | 1 | 2039-04-01 | 0 | MW
0 | 0 | System | Generator | Build Solar 2039 | Build Solar | Firm Capacity | 1 | 2039-07-01 | 0 | MW
0 | 0 | System | Generator | Build Solar 2039 | Build Solar | Firm Capacity | 1 | 2039-10-01 | 0 | MW
Build Solar 2039_Firm Capacity2040 | Build Solar_Firm Capacity2040 | System | Generator | Build Solar 2039 | Build Solar | Firm Capacity | 1 | 2040-01-01 | 0 | MW
0 | 0 | System | Generator | Build Solar 2039 | Build Solar | Firm Capacity | 1 | 2040-04-01 | 0 | MW
0 | 0 | System | Generator | Build Solar 2039 | Build Solar | Firm Capacity | 1 | 2040-07-01 | 0 | MW
0 | 0 | System | Generator | Build Solar 2039 | Build Solar | Firm Capacity | 1 | 2040-10-01 | 0 | MW
Build Solar 2039_Firm Capacity2041 | Build Solar_Firm Capacity2041 | System | Generator | Build Solar 2039 | Build Solar | Firm Capacity | 1 | 2041-01-01 | 0 | MW
0 | 0 | System | Generator | Build Solar 2039 | Build Solar | Firm Capacity | 1 | 2041-04-01 | 0 | MW
0 | 0 | System | Generator | Build Solar 2039 | Build Solar | Firm Capacity | 1 | 2041-07-01 | 0 | MW
0 | 0 | System | Generator | Build Solar 2039 | Build Solar | Firm Capacity | 1 | 2041-10-01 | 0 | MW
Build Solar 2039_Firm Capacity2042 | Build Solar_Firm Capacity2042 | System | Generator | Build Solar 2039 | Build Solar | Firm Capacity | 1 | 2042-01-01 | 0 | MW
0 | 0 | System | Generator | Build Solar 2039 | Build Solar | Firm Capacity | 1 | 2042-04-01 | 0 | MW
0 | 0 | System | Generator | Build Solar 2039 | Build Solar | Firm Capacity | 1 | 2042-07-01 | 0 | MW
0 | 0 | System | Generator | Build Solar 2039 | Build Solar | Firm Capacity | 1 | 2042-10-01 | 0 | MW
Build Solar 2039_Firm Capacity2043 | Build Solar_Firm Capacity2043 | System | Generator | Build Solar 2039 | Build Solar | Firm Capacity | 1 | 2043-01-01 | 0 | MW
0 | 0 | System | Generator | Build Solar 2039 | Build Solar | Firm Capacity | 1 | 2043-04-01 | 0 | MW
0 | 0 | System | Generator | Build Solar 2039 | Build Solar | Firm Capacity | 1 | 2043-07-01 | 0 | MW
0 | 0 | System | Generator | Build Solar 2039 | Build Solar | Firm Capacity | 1 | 2043-10-01 | 0 | MW
Build Solar 2040_Firm Capacity2024 | Build Solar_Firm Capacity2024 | System | Generator | Build Solar 2040 | Build Solar | Firm Capacity | 1 | 2024-01-01 | 0 | MW
0 | 0 | System | Generator | Build Solar 2040 | Build Solar | Firm Capacity | 1 | 2024-04-01 | 0 | MW
0 | 0 | System | Generator | Build Solar 2040 | Build Solar | Firm Capacity | 1 | 2024-07-01 | 0 | MW
0 | 0 | System | Generator | Build Solar 2040 | Build Solar | Firm Capacity | 1 | 2024-10-01 | 0 | MW
Build Solar 2040_Firm Capacity2025 | Build Solar_Firm Capacity2025 | System | Generator | Build Solar 2040 | Build Solar | Firm Capacity | 1 | 2025-01-01 | 0 | MW
0 | 0 | System | Generator | Build Solar 2040 | Build Solar | Firm Capacity | 1 | 2025-04-01 | 0 | MW
0 | 0 | System | Generator | Build Solar 2040 | Build Solar | Firm Capacity | 1 | 2025-07-01 | 0 | MW
0 | 0 | System | Generator | Build Solar 2040 | Build Solar | Firm Capacity | 1 | 2025-10-01 | 0 | MW
Build Solar 2040_Firm Capacity2026 | Build Solar_Firm Capacity2026 | System | Generator | Build Solar 2040 | Build Solar | Firm Capacity | 1 | 2026-01-01 | 0 | MW
0 | 0 | System | Generator | Build Solar 2040 | Build Solar | Firm Capacity | 1 | 2026-04-01 | 0 | MW
0 | 0 | System | Generator | Build Solar 2040 | Build Solar | Firm Capacity | 1 | 2026-07-01 | 0 | MW
0 | 0 | System | Generator | Build Solar 2040 | Build Solar | Firm Capacity | 1 | 2026-10-01 | 0 | MW
Build Solar 2040_Firm Capacity2027 | Build Solar_Firm Capacity2027 | System | Generator | Build Solar 2040 | Build Solar | Firm Capacity | 1 | 2027-01-01 | 0 | MW
0 | 0 | System | Generator | Build Solar 2040 | Build Solar | Firm Capacity | 1 | 2027-04-01 | 0 | MW
0 | 0 | System | Generator | Build Solar 2040 | Build Solar | Firm Capacity | 1 | 2027-07-01 | 0 | MW
0 | 0 | System | Generator | Build Solar 2040 | Build Solar | Firm Capacity | 1 | 2027-10-01 | 0 | MW
Build Solar 2040_Firm Capacity2028 | Build Solar_Firm Capacity2028 | System | Generator | Build Solar 2040 | Build Solar | Firm Capacity | 1 | 2028-01-01 | 0 | MW
0 | 0 | System | Generator | Build Solar 2040 | Build Solar | Firm Capacity | 1 | 2028-04-01 | 0 | MW
0 | 0 | System | Generator | Build Solar 2040 | Build Solar | Firm Capacity | 1 | 2028-07-01 | 0 | MW
0 | 0 | System | Generator | Build Solar 2040 | Build Solar | Firm Capacity | 1 | 2028-10-01 | 0 | MW
Build Solar 2040_Firm Capacity2029 | Build Solar_Firm Capacity2029 | System | Generator | Build Solar 2040 | Build Solar | Firm Capacity | 1 | 2029-01-01 | 0 | MW
0 | 0 | System | Generator | Build Solar 2040 | Build Solar | Firm Capacity | 1 | 2029-04-01 | 0 | MW
0 | 0 | System | Generator | Build Solar 2040 | Build Solar | Firm Capacity | 1 | 2029-07-01 | 0 | MW
0 | 0 | System | Generator | Build Solar 2040 | Build Solar | Firm Capacity | 1 | 2029-10-01 | 0 | MW
Build Solar 2040_Firm Capacity2030 | Build Solar_Firm Capacity2030 | System | Generator | Build Solar 2040 | Build Solar | Firm Capacity | 1 | 2030-01-01 | 0 | MW
0 | 0 | System | Generator | Build Solar 2040 | Build Solar | Firm Capacity | 1 | 2030-04-01 | 0 | MW
0 | 0 | System | Generator | Build Solar 2040 | Build Solar | Firm Capacity | 1 | 2030-07-01 | 0 | MW
0 | 0 | System | Generator | Build Solar 2040 | Build Solar | Firm Capacity | 1 | 2030-10-01 | 0 | MW
Build Solar 2040_Firm Capacity2031 | Build Solar_Firm Capacity2031 | System | Generator | Build Solar 2040 | Build Solar | Firm Capacity | 1 | 2031-01-01 | 0 | MW
0 | 0 | System | Generator | Build Solar 2040 | Build Solar | Firm Capacity | 1 | 2031-04-01 | 0 | MW
0 | 0 | System | Generator | Build Solar 2040 | Build Solar | Firm Capacity | 1 | 2031-07-01 | 0 | MW
0 | 0 | System | Generator | Build Solar 2040 | Build Solar | Firm Capacity | 1 | 2031-10-01 | 0 | MW
Build Solar 2040_Firm Capacity2032 | Build Solar_Firm Capacity2032 | System | Generator | Build Solar 2040 | Build Solar | Firm Capacity | 1 | 2032-01-01 | 0 | MW
0 | 0 | System | Generator | Build Solar 2040 | Build Solar | Firm Capacity | 1 | 2032-04-01 | 0 | MW
0 | 0 | System | Generator | Build Solar 2040 | Build Solar | Firm Capacity | 1 | 2032-07-01 | 0 | MW
0 | 0 | System | Generator | Build Solar 2040 | Build Solar | Firm Capacity | 1 | 2032-10-01 | 0 | MW
Build Solar 2040_Firm Capacity2033 | Build Solar_Firm Capacity2033 | System | Generator | Build Solar 2040 | Build Solar | Firm Capacity | 1 | 2033-01-01 | 0 | MW
0 | 0 | System | Generator | Build Solar 2040 | Build Solar | Firm Capacity | 1 | 2033-04-01 | 0 | MW
0 | 0 | System | Generator | Build Solar 2040 | Build Solar | Firm Capacity | 1 | 2033-07-01 | 0 | MW
0 | 0 | System | Generator | Build Solar 2040 | Build Solar | Firm Capacity | 1 | 2033-10-01 | 0 | MW
Build Solar 2040_Firm Capacity2034 | Build Solar_Firm Capacity2034 | System | Generator | Build Solar 2040 | Build Solar | Firm Capacity | 1 | 2034-01-01 | 0 | MW
0 | 0 | System | Generator | Build Solar 2040 | Build Solar | Firm Capacity | 1 | 2034-04-01 | 0 | MW
0 | 0 | System | Generator | Build Solar 2040 | Build Solar | Firm Capacity | 1 | 2034-07-01 | 0 | MW
0 | 0 | System | Generator | Build Solar 2040 | Build Solar | Firm Capacity | 1 | 2034-10-01 | 0 | MW
Build Solar 2040_Firm Capacity2035 | Build Solar_Firm Capacity2035 | System | Generator | Build Solar 2040 | Build Solar | Firm Capacity | 1 | 2035-01-01 | 0 | MW
0 | 0 | System | Generator | Build Solar 2040 | Build Solar | Firm Capacity | 1 | 2035-04-01 | 0 | MW
0 | 0 | System | Generator | Build Solar 2040 | Build Solar | Firm Capacity | 1 | 2035-07-01 | 0 | MW
0 | 0 | System | Generator | Build Solar 2040 | Build Solar | Firm Capacity | 1 | 2035-10-01 | 0 | MW
Build Solar 2040_Firm Capacity2036 | Build Solar_Firm Capacity2036 | System | Generator | Build Solar 2040 | Build Solar | Firm Capacity | 1 | 2036-01-01 | 0 | MW
0 | 0 | System | Generator | Build Solar 2040 | Build Solar | Firm Capacity | 1 | 2036-04-01 | 0 | MW
0 | 0 | System | Generator | Build Solar 2040 | Build Solar | Firm Capacity | 1 | 2036-07-01 | 0 | MW
0 | 0 | System | Generator | Build Solar 2040 | Build Solar | Firm Capacity | 1 | 2036-10-01 | 0 | MW
Build Solar 2040_Firm Capacity2037 | Build Solar_Firm Capacity2037 | System | Generator | Build Solar 2040 | Build Solar | Firm Capacity | 1 | 2037-01-01 | 0 | MW
0 | 0 | System | Generator | Build Solar 2040 | Build Solar | Firm Capacity | 1 | 2037-04-01 | 0 | MW
0 | 0 | System | Generator | Build Solar 2040 | Build Solar | Firm Capacity | 1 | 2037-07-01 | 0 | MW
0 | 0 | System | Generator | Build Solar 2040 | Build Solar | Firm Capacity | 1 | 2037-10-01 | 0 | MW
Build Solar 2040_Firm Capacity2038 | Build Solar_Firm Capacity2038 | System | Generator | Build Solar 2040 | Build Solar | Firm Capacity | 1 | 2038-01-01 | 0 | MW
0 | 0 | System | Generator | Build Solar 2040 | Build Solar | Firm Capacity | 1 | 2038-04-01 | 0 | MW
0 | 0 | System | Generator | Build Solar 2040 | Build Solar | Firm Capacity | 1 | 2038-07-01 | 0 | MW
0 | 0 | System | Generator | Build Solar 2040 | Build Solar | Firm Capacity | 1 | 2038-10-01 | 0 | MW
Build Solar 2040_Firm Capacity2039 | Build Solar_Firm Capacity2039 | System | Generator | Build Solar 2040 | Build Solar | Firm Capacity | 1 | 2039-01-01 | 0 | MW
0 | 0 | System | Generator | Build Solar 2040 | Build Solar | Firm Capacity | 1 | 2039-04-01 | 0 | MW
0 | 0 | System | Generator | Build Solar 2040 | Build Solar | Firm Capacity | 1 | 2039-07-01 | 0 | MW
0 | 0 | System | Generator | Build Solar 2040 | Build Solar | Firm Capacity | 1 | 2039-10-01 | 0 | MW
Build Solar 2040_Firm Capacity2040 | Build Solar_Firm Capacity2040 | System | Generator | Build Solar 2040 | Build Solar | Firm Capacity | 1 | 2040-01-01 | 0 | MW
0 | 0 | System | Generator | Build Solar 2040 | Build Solar | Firm Capacity | 1 | 2040-04-01 | 0 | MW
0 | 0 | System | Generator | Build Solar 2040 | Build Solar | Firm Capacity | 1 | 2040-07-01 | 0 | MW
0 | 0 | System | Generator | Build Solar 2040 | Build Solar | Firm Capacity | 1 | 2040-10-01 | 0 | MW
Build Solar 2040_Firm Capacity2041 | Build Solar_Firm Capacity2041 | System | Generator | Build Solar 2040 | Build Solar | Firm Capacity | 1 | 2041-01-01 | 0 | MW
0 | 0 | System | Generator | Build Solar 2040 | Build Solar | Firm Capacity | 1 | 2041-04-01 | 0 | MW
0 | 0 | System | Generator | Build Solar 2040 | Build Solar | Firm Capacity | 1 | 2041-07-01 | 0 | MW
0 | 0 | System | Generator | Build Solar 2040 | Build Solar | Firm Capacity | 1 | 2041-10-01 | 0 | MW
Build Solar 2040_Firm Capacity2042 | Build Solar_Firm Capacity2042 | System | Generator | Build Solar 2040 | Build Solar | Firm Capacity | 1 | 2042-01-01 | 0 | MW
0 | 0 | System | Generator | Build Solar 2040 | Build Solar | Firm Capacity | 1 | 2042-04-01 | 0 | MW
0 | 0 | System | Generator | Build Solar 2040 | Build Solar | Firm Capacity | 1 | 2042-07-01 | 0 | MW
0 | 0 | System | Generator | Build Solar 2040 | Build Solar | Firm Capacity | 1 | 2042-10-01 | 0 | MW
Build Solar 2040_Firm Capacity2043 | Build Solar_Firm Capacity2043 | System | Generator | Build Solar 2040 | Build Solar | Firm Capacity | 1 | 2043-01-01 | 0 | MW
0 | 0 | System | Generator | Build Solar 2040 | Build Solar | Firm Capacity | 1 | 2043-04-01 | 0 | MW
0 | 0 | System | Generator | Build Solar 2040 | Build Solar | Firm Capacity | 1 | 2043-07-01 | 0 | MW
0 | 0 | System | Generator | Build Solar 2040 | Build Solar | Firm Capacity | 1 | 2043-10-01 | 0 | MW
Build Solar 2041_Firm Capacity2024 | Build Solar_Firm Capacity2024 | System | Generator | Build Solar 2041 | Build Solar | Firm Capacity | 1 | 2024-01-01 | 0 | MW
0 | 0 | System | Generator | Build Solar 2041 | Build Solar | Firm Capacity | 1 | 2024-04-01 | 0 | MW
0 | 0 | System | Generator | Build Solar 2041 | Build Solar | Firm Capacity | 1 | 2024-07-01 | 0 | MW
0 | 0 | System | Generator | Build Solar 2041 | Build Solar | Firm Capacity | 1 | 2024-10-01 | 0 | MW
Build Solar 2041_Firm Capacity2025 | Build Solar_Firm Capacity2025 | System | Generator | Build Solar 2041 | Build Solar | Firm Capacity | 1 | 2025-01-01 | 0 | MW
0 | 0 | System | Generator | Build Solar 2041 | Build Solar | Firm Capacity | 1 | 2025-04-01 | 0 | MW
0 | 0 | System | Generator | Build Solar 2041 | Build Solar | Firm Capacity | 1 | 2025-07-01 | 0 | MW
0 | 0 | System | Generator | Build Solar 2041 | Build Solar | Firm Capacity | 1 | 2025-10-01 | 0 | MW
Build Solar 2041_Firm Capacity2026 | Build Solar_Firm Capacity2026 | System | Generator | Build Solar 2041 | Build Solar | Firm Capacity | 1 | 2026-01-01 | 0 | MW
0 | 0 | System | Generator | Build Solar 2041 | Build Solar | Firm Capacity | 1 | 2026-04-01 | 0 | MW
0 | 0 | System | Generator | Build Solar 2041 | Build Solar | Firm Capacity | 1 | 2026-07-01 | 0 | MW
0 | 0 | System | Generator | Build Solar 2041 | Build Solar | Firm Capacity | 1 | 2026-10-01 | 0 | MW
Build Solar 2041_Firm Capacity2027 | Build Solar_Firm Capacity2027 | System | Generator | Build Solar 2041 | Build Solar | Firm Capacity | 1 | 2027-01-01 | 0 | MW
0 | 0 | System | Generator | Build Solar 2041 | Build Solar | Firm Capacity | 1 | 2027-04-01 | 0 | MW
0 | 0 | System | Generator | Build Solar 2041 | Build Solar | Firm Capacity | 1 | 2027-07-01 | 0 | MW
0 | 0 | System | Generator | Build Solar 2041 | Build Solar | Firm Capacity | 1 | 2027-10-01 | 0 | MW
Build Solar 2041_Firm Capacity2028 | Build Solar_Firm Capacity2028 | System | Generator | Build Solar 2041 | Build Solar | Firm Capacity | 1 | 2028-01-01 | 0 | MW
0 | 0 | System | Generator | Build Solar 2041 | Build Solar | Firm Capacity | 1 | 2028-04-01 | 0 | MW
0 | 0 | System | Generator | Build Solar 2041 | Build Solar | Firm Capacity | 1 | 2028-07-01 | 0 | MW
0 | 0 | System | Generator | Build Solar 2041 | Build Solar | Firm Capacity | 1 | 2028-10-01 | 0 | MW
Build Solar 2041_Firm Capacity2029 | Build Solar_Firm Capacity2029 | System | Generator | Build Solar 2041 | Build Solar | Firm Capacity | 1 | 2029-01-01 | 0 | MW
0 | 0 | System | Generator | Build Solar 2041 | Build Solar | Firm Capacity | 1 | 2029-04-01 | 0 | MW
0 | 0 | System | Generator | Build Solar 2041 | Build Solar | Firm Capacity | 1 | 2029-07-01 | 0 | MW
0 | 0 | System | Generator | Build Solar 2041 | Build Solar | Firm Capacity | 1 | 2029-10-01 | 0 | MW
Build Solar 2041_Firm Capacity2030 | Build Solar_Firm Capacity2030 | System | Generator | Build Solar 2041 | Build Solar | Firm Capacity | 1 | 2030-01-01 | 0 | MW
0 | 0 | System | Generator | Build Solar 2041 | Build Solar | Firm Capacity | 1 | 2030-04-01 | 0 | MW
0 | 0 | System | Generator | Build Solar 2041 | Build Solar | Firm Capacity | 1 | 2030-07-01 | 0 | MW
0 | 0 | System | Generator | Build Solar 2041 | Build Solar | Firm Capacity | 1 | 2030-10-01 | 0 | MW
Build Solar 2041_Firm Capacity2031 | Build Solar_Firm Capacity2031 | System | Generator | Build Solar 2041 | Build Solar | Firm Capacity | 1 | 2031-01-01 | 0 | MW
0 | 0 | System | Generator | Build Solar 2041 | Build Solar | Firm Capacity | 1 | 2031-04-01 | 0 | MW
0 | 0 | System | Generator | Build Solar 2041 | Build Solar | Firm Capacity | 1 | 2031-07-01 | 0 | MW
0 | 0 | System | Generator | Build Solar 2041 | Build Solar | Firm Capacity | 1 | 2031-10-01 | 0 | MW
Build Solar 2041_Firm Capacity2032 | Build Solar_Firm Capacity2032 | System | Generator | Build Solar 2041 | Build Solar | Firm Capacity | 1 | 2032-01-01 | 0 | MW
0 | 0 | System | Generator | Build Solar 2041 | Build Solar | Firm Capacity | 1 | 2032-04-01 | 0 | MW
0 | 0 | System | Generator | Build Solar 2041 | Build Solar | Firm Capacity | 1 | 2032-07-01 | 0 | MW
0 | 0 | System | Generator | Build Solar 2041 | Build Solar | Firm Capacity | 1 | 2032-10-01 | 0 | MW
Build Solar 2041_Firm Capacity2033 | Build Solar_Firm Capacity2033 | System | Generator | Build Solar 2041 | Build Solar | Firm Capacity | 1 | 2033-01-01 | 0 | MW
0 | 0 | System | Generator | Build Solar 2041 | Build Solar | Firm Capacity | 1 | 2033-04-01 | 0 | MW
0 | 0 | System | Generator | Build Solar 2041 | Build Solar | Firm Capacity | 1 | 2033-07-01 | 0 | MW
0 | 0 | System | Generator | Build Solar 2041 | Build Solar | Firm Capacity | 1 | 2033-10-01 | 0 | MW
Build Solar 2041_Firm Capacity2034 | Build Solar_Firm Capacity2034 | System | Generator | Build Solar 2041 | Build Solar | Firm Capacity | 1 | 2034-01-01 | 0 | MW
0 | 0 | System | Generator | Build Solar 2041 | Build Solar | Firm Capacity | 1 | 2034-04-01 | 0 | MW
0 | 0 | System | Generator | Build Solar 2041 | Build Solar | Firm Capacity | 1 | 2034-07-01 | 0 | MW
0 | 0 | System | Generator | Build Solar 2041 | Build Solar | Firm Capacity | 1 | 2034-10-01 | 0 | MW
Build Solar 2041_Firm Capacity2035 | Build Solar_Firm Capacity2035 | System | Generator | Build Solar 2041 | Build Solar | Firm Capacity | 1 | 2035-01-01 | 0 | MW
0 | 0 | System | Generator | Build Solar 2041 | Build Solar | Firm Capacity | 1 | 2035-04-01 | 0 | MW
0 | 0 | System | Generator | Build Solar 2041 | Build Solar | Firm Capacity | 1 | 2035-07-01 | 0 | MW
0 | 0 | System | Generator | Build Solar 2041 | Build Solar | Firm Capacity | 1 | 2035-10-01 | 0 | MW
Build Solar 2041_Firm Capacity2036 | Build Solar_Firm Capacity2036 | System | Generator | Build Solar 2041 | Build Solar | Firm Capacity | 1 | 2036-01-01 | 0 | MW
0 | 0 | System | Generator | Build Solar 2041 | Build Solar | Firm Capacity | 1 | 2036-04-01 | 0 | MW
0 | 0 | System | Generator | Build Solar 2041 | Build Solar | Firm Capacity | 1 | 2036-07-01 | 0 | MW
0 | 0 | System | Generator | Build Solar 2041 | Build Solar | Firm Capacity | 1 | 2036-10-01 | 0 | MW
Build Solar 2041_Firm Capacity2037 | Build Solar_Firm Capacity2037 | System | Generator | Build Solar 2041 | Build Solar | Firm Capacity | 1 | 2037-01-01 | 0 | MW
0 | 0 | System | Generator | Build Solar 2041 | Build Solar | Firm Capacity | 1 | 2037-04-01 | 0 | MW
0 | 0 | System | Generator | Build Solar 2041 | Build Solar | Firm Capacity | 1 | 2037-07-01 | 0 | MW
0 | 0 | System | Generator | Build Solar 2041 | Build Solar | Firm Capacity | 1 | 2037-10-01 | 0 | MW
Build Solar 2041_Firm Capacity2038 | Build Solar_Firm Capacity2038 | System | Generator | Build Solar 2041 | Build Solar | Firm Capacity | 1 | 2038-01-01 | 0 | MW
0 | 0 | System | Generator | Build Solar 2041 | Build Solar | Firm Capacity | 1 | 2038-04-01 | 0 | MW
0 | 0 | System | Generator | Build Solar 2041 | Build Solar | Firm Capacity | 1 | 2038-07-01 | 0 | MW
0 | 0 | System | Generator | Build Solar 2041 | Build Solar | Firm Capacity | 1 | 2038-10-01 | 0 | MW
Build Solar 2041_Firm Capacity2039 | Build Solar_Firm Capacity2039 | System | Generator | Build Solar 2041 | Build Solar | Firm Capacity | 1 | 2039-01-01 | 0 | MW
0 | 0 | System | Generator | Build Solar 2041 | Build Solar | Firm Capacity | 1 | 2039-04-01 | 0 | MW
0 | 0 | System | Generator | Build Solar 2041 | Build Solar | Firm Capacity | 1 | 2039-07-01 | 0 | MW
0 | 0 | System | Generator | Build Solar 2041 | Build Solar | Firm Capacity | 1 | 2039-10-01 | 0 | MW
Build Solar 2041_Firm Capacity2040 | Build Solar_Firm Capacity2040 | System | Generator | Build Solar 2041 | Build Solar | Firm Capacity | 1 | 2040-01-01 | 0 | MW
0 | 0 | System | Generator | Build Solar 2041 | Build Solar | Firm Capacity | 1 | 2040-04-01 | 0 | MW
0 | 0 | System | Generator | Build Solar 2041 | Build Solar | Firm Capacity | 1 | 2040-07-01 | 0 | MW
0 | 0 | System | Generator | Build Solar 2041 | Build Solar | Firm Capacity | 1 | 2040-10-01 | 0 | MW
Build Solar 2041_Firm Capacity2041 | Build Solar_Firm Capacity2041 | System | Generator | Build Solar 2041 | Build Solar | Firm Capacity | 1 | 2041-01-01 | 0 | MW
0 | 0 | System | Generator | Build Solar 2041 | Build Solar | Firm Capacity | 1 | 2041-04-01 | 0 | MW
0 | 0 | System | Generator | Build Solar 2041 | Build Solar | Firm Capacity | 1 | 2041-07-01 | 0 | MW
0 | 0 | System | Generator | Build Solar 2041 | Build Solar | Firm Capacity | 1 | 2041-10-01 | 0 | MW
Build Solar 2041_Firm Capacity2042 | Build Solar_Firm Capacity2042 | System | Generator | Build Solar 2041 | Build Solar | Firm Capacity | 1 | 2042-01-01 | 0 | MW
0 | 0 | System | Generator | Build Solar 2041 | Build Solar | Firm Capacity | 1 | 2042-04-01 | 0 | MW
0 | 0 | System | Generator | Build Solar 2041 | Build Solar | Firm Capacity | 1 | 2042-07-01 | 0 | MW
0 | 0 | System | Generator | Build Solar 2041 | Build Solar | Firm Capacity | 1 | 2042-10-01 | 0 | MW
Build Solar 2041_Firm Capacity2043 | Build Solar_Firm Capacity2043 | System | Generator | Build Solar 2041 | Build Solar | Firm Capacity | 1 | 2043-01-01 | 0 | MW
0 | 0 | System | Generator | Build Solar 2041 | Build Solar | Firm Capacity | 1 | 2043-04-01 | 0 | MW
0 | 0 | System | Generator | Build Solar 2041 | Build Solar | Firm Capacity | 1 | 2043-07-01 | 0 | MW
0 | 0 | System | Generator | Build Solar 2041 | Build Solar | Firm Capacity | 1 | 2043-10-01 | 0 | MW
Build Solar 2042_Firm Capacity2024 | Build Solar_Firm Capacity2024 | System | Generator | Build Solar 2042 | Build Solar | Firm Capacity | 1 | 2024-01-01 | 0 | MW
0 | 0 | System | Generator | Build Solar 2042 | Build Solar | Firm Capacity | 1 | 2024-04-01 | 0 | MW
0 | 0 | System | Generator | Build Solar 2042 | Build Solar | Firm Capacity | 1 | 2024-07-01 | 0 | MW
0 | 0 | System | Generator | Build Solar 2042 | Build Solar | Firm Capacity | 1 | 2024-10-01 | 0 | MW
Build Solar 2042_Firm Capacity2025 | Build Solar_Firm Capacity2025 | System | Generator | Build Solar 2042 | Build Solar | Firm Capacity | 1 | 2025-01-01 | 0 | MW
0 | 0 | System | Generator | Build Solar 2042 | Build Solar | Firm Capacity | 1 | 2025-04-01 | 0 | MW
0 | 0 | System | Generator | Build Solar 2042 | Build Solar | Firm Capacity | 1 | 2025-07-01 | 0 | MW
0 | 0 | System | Generator | Build Solar 2042 | Build Solar | Firm Capacity | 1 | 2025-10-01 | 0 | MW
Build Solar 2042_Firm Capacity2026 | Build Solar_Firm Capacity2026 | System | Generator | Build Solar 2042 | Build Solar | Firm Capacity | 1 | 2026-01-01 | 0 | MW
0 | 0 | System | Generator | Build Solar 2042 | Build Solar | Firm Capacity | 1 | 2026-04-01 | 0 | MW
0 | 0 | System | Generator | Build Solar 2042 | Build Solar | Firm Capacity | 1 | 2026-07-01 | 0 | MW
0 | 0 | System | Generator | Build Solar 2042 | Build Solar | Firm Capacity | 1 | 2026-10-01 | 0 | MW
Build Solar 2042_Firm Capacity2027 | Build Solar_Firm Capacity2027 | System | Generator | Build Solar 2042 | Build Solar | Firm Capacity | 1 | 2027-01-01 | 0 | MW
0 | 0 | System | Generator | Build Solar 2042 | Build Solar | Firm Capacity | 1 | 2027-04-01 | 0 | MW
0 | 0 | System | Generator | Build Solar 2042 | Build Solar | Firm Capacity | 1 | 2027-07-01 | 0 | MW
0 | 0 | System | Generator | Build Solar 2042 | Build Solar | Firm Capacity | 1 | 2027-10-01 | 0 | MW
Build Solar 2042_Firm Capacity2028 | Build Solar_Firm Capacity2028 | System | Generator | Build Solar 2042 | Build Solar | Firm Capacity | 1 | 2028-01-01 | 0 | MW
0 | 0 | System | Generator | Build Solar 2042 | Build Solar | Firm Capacity | 1 | 2028-04-01 | 0 | MW
0 | 0 | System | Generator | Build Solar 2042 | Build Solar | Firm Capacity | 1 | 2028-07-01 | 0 | MW
0 | 0 | System | Generator | Build Solar 2042 | Build Solar | Firm Capacity | 1 | 2028-10-01 | 0 | MW
Build Solar 2042_Firm Capacity2029 | Build Solar_Firm Capacity2029 | System | Generator | Build Solar 2042 | Build Solar | Firm Capacity | 1 | 2029-01-01 | 0 | MW
0 | 0 | System | Generator | Build Solar 2042 | Build Solar | Firm Capacity | 1 | 2029-04-01 | 0 | MW
0 | 0 | System | Generator | Build Solar 2042 | Build Solar | Firm Capacity | 1 | 2029-07-01 | 0 | MW
0 | 0 | System | Generator | Build Solar 2042 | Build Solar | Firm Capacity | 1 | 2029-10-01 | 0 | MW
Build Solar 2042_Firm Capacity2030 | Build Solar_Firm Capacity2030 | System | Generator | Build Solar 2042 | Build Solar | Firm Capacity | 1 | 2030-01-01 | 0 | MW
0 | 0 | System | Generator | Build Solar 2042 | Build Solar | Firm Capacity | 1 | 2030-04-01 | 0 | MW
0 | 0 | System | Generator | Build Solar 2042 | Build Solar | Firm Capacity | 1 | 2030-07-01 | 0 | MW
0 | 0 | System | Generator | Build Solar 2042 | Build Solar | Firm Capacity | 1 | 2030-10-01 | 0 | MW
Build Solar 2042_Firm Capacity2031 | Build Solar_Firm Capacity2031 | System | Generator | Build Solar 2042 | Build Solar | Firm Capacity | 1 | 2031-01-01 | 0 | MW
0 | 0 | System | Generator | Build Solar 2042 | Build Solar | Firm Capacity | 1 | 2031-04-01 | 0 | MW
0 | 0 | System | Generator | Build Solar 2042 | Build Solar | Firm Capacity | 1 | 2031-07-01 | 0 | MW
0 | 0 | System | Generator | Build Solar 2042 | Build Solar | Firm Capacity | 1 | 2031-10-01 | 0 | MW
Build Solar 2042_Firm Capacity2032 | Build Solar_Firm Capacity2032 | System | Generator | Build Solar 2042 | Build Solar | Firm Capacity | 1 | 2032-01-01 | 0 | MW
0 | 0 | System | Generator | Build Solar 2042 | Build Solar | Firm Capacity | 1 | 2032-04-01 | 0 | MW
0 | 0 | System | Generator | Build Solar 2042 | Build Solar | Firm Capacity | 1 | 2032-07-01 | 0 | MW
0 | 0 | System | Generator | Build Solar 2042 | Build Solar | Firm Capacity | 1 | 2032-10-01 | 0 | MW
Build Solar 2042_Firm Capacity2033 | Build Solar_Firm Capacity2033 | System | Generator | Build Solar 2042 | Build Solar | Firm Capacity | 1 | 2033-01-01 | 0 | MW
0 | 0 | System | Generator | Build Solar 2042 | Build Solar | Firm Capacity | 1 | 2033-04-01 | 0 | MW
0 | 0 | System | Generator | Build Solar 2042 | Build Solar | Firm Capacity | 1 | 2033-07-01 | 0 | MW
0 | 0 | System | Generator | Build Solar 2042 | Build Solar | Firm Capacity | 1 | 2033-10-01 | 0 | MW
Build Solar 2042_Firm Capacity2034 | Build Solar_Firm Capacity2034 | System | Generator | Build Solar 2042 | Build Solar | Firm Capacity | 1 | 2034-01-01 | 0 | MW
0 | 0 | System | Generator | Build Solar 2042 | Build Solar | Firm Capacity | 1 | 2034-04-01 | 0 | MW
0 | 0 | System | Generator | Build Solar 2042 | Build Solar | Firm Capacity | 1 | 2034-07-01 | 0 | MW
0 | 0 | System | Generator | Build Solar 2042 | Build Solar | Firm Capacity | 1 | 2034-10-01 | 0 | MW
Build Solar 2042_Firm Capacity2035 | Build Solar_Firm Capacity2035 | System | Generator | Build Solar 2042 | Build Solar | Firm Capacity | 1 | 2035-01-01 | 0 | MW
0 | 0 | System | Generator | Build Solar 2042 | Build Solar | Firm Capacity | 1 | 2035-04-01 | 0 | MW
0 | 0 | System | Generator | Build Solar 2042 | Build Solar | Firm Capacity | 1 | 2035-07-01 | 0 | MW
0 | 0 | System | Generator | Build Solar 2042 | Build Solar | Firm Capacity | 1 | 2035-10-01 | 0 | MW
Build Solar 2042_Firm Capacity2036 | Build Solar_Firm Capacity2036 | System | Generator | Build Solar 2042 | Build Solar | Firm Capacity | 1 | 2036-01-01 | 0 | MW
0 | 0 | System | Generator | Build Solar 2042 | Build Solar | Firm Capacity | 1 | 2036-04-01 | 0 | MW
0 | 0 | System | Generator | Build Solar 2042 | Build Solar | Firm Capacity | 1 | 2036-07-01 | 0 | MW
0 | 0 | System | Generator | Build Solar 2042 | Build Solar | Firm Capacity | 1 | 2036-10-01 | 0 | MW
Build Solar 2042_Firm Capacity2037 | Build Solar_Firm Capacity2037 | System | Generator | Build Solar 2042 | Build Solar | Firm Capacity | 1 | 2037-01-01 | 0 | MW
0 | 0 | System | Generator | Build Solar 2042 | Build Solar | Firm Capacity | 1 | 2037-04-01 | 0 | MW
0 | 0 | System | Generator | Build Solar 2042 | Build Solar | Firm Capacity | 1 | 2037-07-01 | 0 | MW
0 | 0 | System | Generator | Build Solar 2042 | Build Solar | Firm Capacity | 1 | 2037-10-01 | 0 | MW
Build Solar 2042_Firm Capacity2038 | Build Solar_Firm Capacity2038 | System | Generator | Build Solar 2042 | Build Solar | Firm Capacity | 1 | 2038-01-01 | 0 | MW
0 | 0 | System | Generator | Build Solar 2042 | Build Solar | Firm Capacity | 1 | 2038-04-01 | 0 | MW
0 | 0 | System | Generator | Build Solar 2042 | Build Solar | Firm Capacity | 1 | 2038-07-01 | 0 | MW
0 | 0 | System | Generator | Build Solar 2042 | Build Solar | Firm Capacity | 1 | 2038-10-01 | 0 | MW
Build Solar 2042_Firm Capacity2039 | Build Solar_Firm Capacity2039 | System | Generator | Build Solar 2042 | Build Solar | Firm Capacity | 1 | 2039-01-01 | 0 | MW
0 | 0 | System | Generator | Build Solar 2042 | Build Solar | Firm Capacity | 1 | 2039-04-01 | 0 | MW
0 | 0 | System | Generator | Build Solar 2042 | Build Solar | Firm Capacity | 1 | 2039-07-01 | 0 | MW
0 | 0 | System | Generator | Build Solar 2042 | Build Solar | Firm Capacity | 1 | 2039-10-01 | 0 | MW
Build Solar 2042_Firm Capacity2040 | Build Solar_Firm Capacity2040 | System | Generator | Build Solar 2042 | Build Solar | Firm Capacity | 1 | 2040-01-01 | 0 | MW
0 | 0 | System | Generator | Build Solar 2042 | Build Solar | Firm Capacity | 1 | 2040-04-01 | 0 | MW
0 | 0 | System | Generator | Build Solar 2042 | Build Solar | Firm Capacity | 1 | 2040-07-01 | 0 | MW
0 | 0 | System | Generator | Build Solar 2042 | Build Solar | Firm Capacity | 1 | 2040-10-01 | 0 | MW
Build Solar 2042_Firm Capacity2041 | Build Solar_Firm Capacity2041 | System | Generator | Build Solar 2042 | Build Solar | Firm Capacity | 1 | 2041-01-01 | 0 | MW
0 | 0 | System | Generator | Build Solar 2042 | Build Solar | Firm Capacity | 1 | 2041-04-01 | 0 | MW
0 | 0 | System | Generator | Build Solar 2042 | Build Solar | Firm Capacity | 1 | 2041-07-01 | 0 | MW
0 | 0 | System | Generator | Build Solar 2042 | Build Solar | Firm Capacity | 1 | 2041-10-01 | 0 | MW
Build Solar 2042_Firm Capacity2042 | Build Solar_Firm Capacity2042 | System | Generator | Build Solar 2042 | Build Solar | Firm Capacity | 1 | 2042-01-01 | 0 | MW
0 | 0 | System | Generator | Build Solar 2042 | Build Solar | Firm Capacity | 1 | 2042-04-01 | 0 | MW
0 | 0 | System | Generator | Build Solar 2042 | Build Solar | Firm Capacity | 1 | 2042-07-01 | 0 | MW
0 | 0 | System | Generator | Build Solar 2042 | Build Solar | Firm Capacity | 1 | 2042-10-01 | 0 | MW
Build Solar 2042_Firm Capacity2043 | Build Solar_Firm Capacity2043 | System | Generator | Build Solar 2042 | Build Solar | Firm Capacity | 1 | 2043-01-01 | 0 | MW
0 | 0 | System | Generator | Build Solar 2042 | Build Solar | Firm Capacity | 1 | 2043-04-01 | 0 | MW
0 | 0 | System | Generator | Build Solar 2042 | Build Solar | Firm Capacity | 1 | 2043-07-01 | 0 | MW
0 | 0 | System | Generator | Build Solar 2042 | Build Solar | Firm Capacity | 1 | 2043-10-01 | 0 | MW
Build Solar 2043_Firm Capacity2024 | Build Solar_Firm Capacity2024 | System | Generator | Build Solar 2043 | Build Solar | Firm Capacity | 1 | 2024-01-01 | 0 | MW
0 | 0 | System | Generator | Build Solar 2043 | Build Solar | Firm Capacity | 1 | 2024-04-01 | 0 | MW
0 | 0 | System | Generator | Build Solar 2043 | Build Solar | Firm Capacity | 1 | 2024-07-01 | 0 | MW
0 | 0 | System | Generator | Build Solar 2043 | Build Solar | Firm Capacity | 1 | 2024-10-01 | 0 | MW
Build Solar 2043_Firm Capacity2025 | Build Solar_Firm Capacity2025 | System | Generator | Build Solar 2043 | Build Solar | Firm Capacity | 1 | 2025-01-01 | 0 | MW
0 | 0 | System | Generator | Build Solar 2043 | Build Solar | Firm Capacity | 1 | 2025-04-01 | 0 | MW
0 | 0 | System | Generator | Build Solar 2043 | Build Solar | Firm Capacity | 1 | 2025-07-01 | 0 | MW
0 | 0 | System | Generator | Build Solar 2043 | Build Solar | Firm Capacity | 1 | 2025-10-01 | 0 | MW
Build Solar 2043_Firm Capacity2026 | Build Solar_Firm Capacity2026 | System | Generator | Build Solar 2043 | Build Solar | Firm Capacity | 1 | 2026-01-01 | 0 | MW
0 | 0 | System | Generator | Build Solar 2043 | Build Solar | Firm Capacity | 1 | 2026-04-01 | 0 | MW
0 | 0 | System | Generator | Build Solar 2043 | Build Solar | Firm Capacity | 1 | 2026-07-01 | 0 | MW
0 | 0 | System | Generator | Build Solar 2043 | Build Solar | Firm Capacity | 1 | 2026-10-01 | 0 | MW
Build Solar 2043_Firm Capacity2027 | Build Solar_Firm Capacity2027 | System | Generator | Build Solar 2043 | Build Solar | Firm Capacity | 1 | 2027-01-01 | 0 | MW
0 | 0 | System | Generator | Build Solar 2043 | Build Solar | Firm Capacity | 1 | 2027-04-01 | 0 | MW
0 | 0 | System | Generator | Build Solar 2043 | Build Solar | Firm Capacity | 1 | 2027-07-01 | 0 | MW
0 | 0 | System | Generator | Build Solar 2043 | Build Solar | Firm Capacity | 1 | 2027-10-01 | 0 | MW
Build Solar 2043_Firm Capacity2028 | Build Solar_Firm Capacity2028 | System | Generator | Build Solar 2043 | Build Solar | Firm Capacity | 1 | 2028-01-01 | 0 | MW
0 | 0 | System | Generator | Build Solar 2043 | Build Solar | Firm Capacity | 1 | 2028-04-01 | 0 | MW
0 | 0 | System | Generator | Build Solar 2043 | Build Solar | Firm Capacity | 1 | 2028-07-01 | 0 | MW
0 | 0 | System | Generator | Build Solar 2043 | Build Solar | Firm Capacity | 1 | 2028-10-01 | 0 | MW
Build Solar 2043_Firm Capacity2029 | Build Solar_Firm Capacity2029 | System | Generator | Build Solar 2043 | Build Solar | Firm Capacity | 1 | 2029-01-01 | 0 | MW
0 | 0 | System | Generator | Build Solar 2043 | Build Solar | Firm Capacity | 1 | 2029-04-01 | 0 | MW
0 | 0 | System | Generator | Build Solar 2043 | Build Solar | Firm Capacity | 1 | 2029-07-01 | 0 | MW
0 | 0 | System | Generator | Build Solar 2043 | Build Solar | Firm Capacity | 1 | 2029-10-01 | 0 | MW
Build Solar 2043_Firm Capacity2030 | Build Solar_Firm Capacity2030 | System | Generator | Build Solar 2043 | Build Solar | Firm Capacity | 1 | 2030-01-01 | 0 | MW
0 | 0 | System | Generator | Build Solar 2043 | Build Solar | Firm Capacity | 1 | 2030-04-01 | 0 | MW
0 | 0 | System | Generator | Build Solar 2043 | Build Solar | Firm Capacity | 1 | 2030-07-01 | 0 | MW
0 | 0 | System | Generator | Build Solar 2043 | Build Solar | Firm Capacity | 1 | 2030-10-01 | 0 | MW
Build Solar 2043_Firm Capacity2031 | Build Solar_Firm Capacity2031 | System | Generator | Build Solar 2043 | Build Solar | Firm Capacity | 1 | 2031-01-01 | 0 | MW
0 | 0 | System | Generator | Build Solar 2043 | Build Solar | Firm Capacity | 1 | 2031-04-01 | 0 | MW
0 | 0 | System | Generator | Build Solar 2043 | Build Solar | Firm Capacity | 1 | 2031-07-01 | 0 | MW
0 | 0 | System | Generator | Build Solar 2043 | Build Solar | Firm Capacity | 1 | 2031-10-01 | 0 | MW
Build Solar 2043_Firm Capacity2032 | Build Solar_Firm Capacity2032 | System | Generator | Build Solar 2043 | Build Solar | Firm Capacity | 1 | 2032-01-01 | 0 | MW
0 | 0 | System | Generator | Build Solar 2043 | Build Solar | Firm Capacity | 1 | 2032-04-01 | 0 | MW
0 | 0 | System | Generator | Build Solar 2043 | Build Solar | Firm Capacity | 1 | 2032-07-01 | 0 | MW
0 | 0 | System | Generator | Build Solar 2043 | Build Solar | Firm Capacity | 1 | 2032-10-01 | 0 | MW
Build Solar 2043_Firm Capacity2033 | Build Solar_Firm Capacity2033 | System | Generator | Build Solar 2043 | Build Solar | Firm Capacity | 1 | 2033-01-01 | 0 | MW
0 | 0 | System | Generator | Build Solar 2043 | Build Solar | Firm Capacity | 1 | 2033-04-01 | 0 | MW
0 | 0 | System | Generator | Build Solar 2043 | Build Solar | Firm Capacity | 1 | 2033-07-01 | 0 | MW
0 | 0 | System | Generator | Build Solar 2043 | Build Solar | Firm Capacity | 1 | 2033-10-01 | 0 | MW
Build Solar 2043_Firm Capacity2034 | Build Solar_Firm Capacity2034 | System | Generator | Build Solar 2043 | Build Solar | Firm Capacity | 1 | 2034-01-01 | 0 | MW
0 | 0 | System | Generator | Build Solar 2043 | Build Solar | Firm Capacity | 1 | 2034-04-01 | 0 | MW
0 | 0 | System | Generator | Build Solar 2043 | Build Solar | Firm Capacity | 1 | 2034-07-01 | 0 | MW
0 | 0 | System | Generator | Build Solar 2043 | Build Solar | Firm Capacity | 1 | 2034-10-01 | 0 | MW
Build Solar 2043_Firm Capacity2035 | Build Solar_Firm Capacity2035 | System | Generator | Build Solar 2043 | Build Solar | Firm Capacity | 1 | 2035-01-01 | 0 | MW
0 | 0 | System | Generator | Build Solar 2043 | Build Solar | Firm Capacity | 1 | 2035-04-01 | 0 | MW
0 | 0 | System | Generator | Build Solar 2043 | Build Solar | Firm Capacity | 1 | 2035-07-01 | 0 | MW
0 | 0 | System | Generator | Build Solar 2043 | Build Solar | Firm Capacity | 1 | 2035-10-01 | 0 | MW
Build Solar 2043_Firm Capacity2036 | Build Solar_Firm Capacity2036 | System | Generator | Build Solar 2043 | Build Solar | Firm Capacity | 1 | 2036-01-01 | 0 | MW
0 | 0 | System | Generator | Build Solar 2043 | Build Solar | Firm Capacity | 1 | 2036-04-01 | 0 | MW
0 | 0 | System | Generator | Build Solar 2043 | Build Solar | Firm Capacity | 1 | 2036-07-01 | 0 | MW
0 | 0 | System | Generator | Build Solar 2043 | Build Solar | Firm Capacity | 1 | 2036-10-01 | 0 | MW
Build Solar 2043_Firm Capacity2037 | Build Solar_Firm Capacity2037 | System | Generator | Build Solar 2043 | Build Solar | Firm Capacity | 1 | 2037-01-01 | 0 | MW
0 | 0 | System | Generator | Build Solar 2043 | Build Solar | Firm Capacity | 1 | 2037-04-01 | 0 | MW
0 | 0 | System | Generator | Build Solar 2043 | Build Solar | Firm Capacity | 1 | 2037-07-01 | 0 | MW
0 | 0 | System | Generator | Build Solar 2043 | Build Solar | Firm Capacity | 1 | 2037-10-01 | 0 | MW
Build Solar 2043_Firm Capacity2038 | Build Solar_Firm Capacity2038 | System | Generator | Build Solar 2043 | Build Solar | Firm Capacity | 1 | 2038-01-01 | 0 | MW
0 | 0 | System | Generator | Build Solar 2043 | Build Solar | Firm Capacity | 1 | 2038-04-01 | 0 | MW
0 | 0 | System | Generator | Build Solar 2043 | Build Solar | Firm Capacity | 1 | 2038-07-01 | 0 | MW
0 | 0 | System | Generator | Build Solar 2043 | Build Solar | Firm Capacity | 1 | 2038-10-01 | 0 | MW
Build Solar 2043_Firm Capacity2039 | Build Solar_Firm Capacity2039 | System | Generator | Build Solar 2043 | Build Solar | Firm Capacity | 1 | 2039-01-01 | 0 | MW
0 | 0 | System | Generator | Build Solar 2043 | Build Solar | Firm Capacity | 1 | 2039-04-01 | 0 | MW
0 | 0 | System | Generator | Build Solar 2043 | Build Solar | Firm Capacity | 1 | 2039-07-01 | 0 | MW
0 | 0 | System | Generator | Build Solar 2043 | Build Solar | Firm Capacity | 1 | 2039-10-01 | 0 | MW
Build Solar 2043_Firm Capacity2040 | Build Solar_Firm Capacity2040 | System | Generator | Build Solar 2043 | Build Solar | Firm Capacity | 1 | 2040-01-01 | 0 | MW
0 | 0 | System | Generator | Build Solar 2043 | Build Solar | Firm Capacity | 1 | 2040-04-01 | 0 | MW
0 | 0 | System | Generator | Build Solar 2043 | Build Solar | Firm Capacity | 1 | 2040-07-01 | 0 | MW
0 | 0 | System | Generator | Build Solar 2043 | Build Solar | Firm Capacity | 1 | 2040-10-01 | 0 | MW
Build Solar 2043_Firm Capacity2041 | Build Solar_Firm Capacity2041 | System | Generator | Build Solar 2043 | Build Solar | Firm Capacity | 1 | 2041-01-01 | 0 | MW
0 | 0 | System | Generator | Build Solar 2043 | Build Solar | Firm Capacity | 1 | 2041-04-01 | 0 | MW
0 | 0 | System | Generator | Build Solar 2043 | Build Solar | Firm Capacity | 1 | 2041-07-01 | 0 | MW
0 | 0 | System | Generator | Build Solar 2043 | Build Solar | Firm Capacity | 1 | 2041-10-01 | 0 | MW
Build Solar 2043_Firm Capacity2042 | Build Solar_Firm Capacity2042 | System | Generator | Build Solar 2043 | Build Solar | Firm Capacity | 1 | 2042-01-01 | 0 | MW
0 | 0 | System | Generator | Build Solar 2043 | Build Solar | Firm Capacity | 1 | 2042-04-01 | 0 | MW
0 | 0 | System | Generator | Build Solar 2043 | Build Solar | Firm Capacity | 1 | 2042-07-01 | 0 | MW
0 | 0 | System | Generator | Build Solar 2043 | Build Solar | Firm Capacity | 1 | 2042-10-01 | 0 | MW
Build Solar 2043_Firm Capacity2043 | Build Solar_Firm Capacity2043 | System | Generator | Build Solar 2043 | Build Solar | Firm Capacity | 1 | 2043-01-01 | 0 | MW
0 | 0 | System | Generator | Build Solar 2043 | Build Solar | Firm Capacity | 1 | 2043-04-01 | 0 | MW
0 | 0 | System | Generator | Build Solar 2043 | Build Solar | Firm Capacity | 1 | 2043-07-01 | 0 | MW
0 | 0 | System | Generator | Build Solar 2043 | Build Solar | Firm Capacity | 1 | 2043-10-01 | 0 | MW
Build CT 2028_Firm Capacity2024 | Build CT_Firm Capacity2024 | System | Generator | Build CT 2028 | Build CT | Firm Capacity | 1 | 2024-01-01 | 0 | MW
0 | 0 | System | Generator | Build CT 2028 | Build CT | Firm Capacity | 1 | 2024-04-01 | 0 | MW
0 | 0 | System | Generator | Build CT 2028 | Build CT | Firm Capacity | 1 | 2024-07-01 | 0 | MW
0 | 0 | System | Generator | Build CT 2028 | Build CT | Firm Capacity | 1 | 2024-10-01 | 0 | MW
Build CT 2028_Firm Capacity2025 | Build CT_Firm Capacity2025 | System | Generator | Build CT 2028 | Build CT | Firm Capacity | 1 | 2025-01-01 | 0 | MW
0 | 0 | System | Generator | Build CT 2028 | Build CT | Firm Capacity | 1 | 2025-04-01 | 0 | MW
0 | 0 | System | Generator | Build CT 2028 | Build CT | Firm Capacity | 1 | 2025-07-01 | 0 | MW
0 | 0 | System | Generator | Build CT 2028 | Build CT | Firm Capacity | 1 | 2025-10-01 | 0 | MW
Build CT 2028_Firm Capacity2026 | Build CT_Firm Capacity2026 | System | Generator | Build CT 2028 | Build CT | Firm Capacity | 1 | 2026-01-01 | 0 | MW
0 | 0 | System | Generator | Build CT 2028 | Build CT | Firm Capacity | 1 | 2026-04-01 | 0 | MW
0 | 0 | System | Generator | Build CT 2028 | Build CT | Firm Capacity | 1 | 2026-07-01 | 0 | MW
0 | 0 | System | Generator | Build CT 2028 | Build CT | Firm Capacity | 1 | 2026-10-01 | 0 | MW
Build CT 2028_Firm Capacity2027 | Build CT_Firm Capacity2027 | System | Generator | Build CT 2028 | Build CT | Firm Capacity | 1 | 2027-01-01 | 0 | MW
0 | 0 | System | Generator | Build CT 2028 | Build CT | Firm Capacity | 1 | 2027-04-01 | 0 | MW
0 | 0 | System | Generator | Build CT 2028 | Build CT | Firm Capacity | 1 | 2027-07-01 | 0 | MW
0 | 0 | System | Generator | Build CT 2028 | Build CT | Firm Capacity | 1 | 2027-10-01 | 0 | MW
Build CT 2028_Firm Capacity2028 | Build CT_Firm Capacity2028 | System | Generator | Build CT 2028 | Build CT | Firm Capacity | 1 | 2028-01-01 | 0 | MW
0 | 0 | System | Generator | Build CT 2028 | Build CT | Firm Capacity | 1 | 2028-04-01 | 0 | MW
0 | 0 | System | Generator | Build CT 2028 | Build CT | Firm Capacity | 1 | 2028-07-01 | 0 | MW
0 | 0 | System | Generator | Build CT 2028 | Build CT | Firm Capacity | 1 | 2028-10-01 | 0 | MW
Build CT 2028_Firm Capacity2029 | Build CT_Firm Capacity2029 | System | Generator | Build CT 2028 | Build CT | Firm Capacity | 1 | 2029-01-01 | 0 | MW
0 | 0 | System | Generator | Build CT 2028 | Build CT | Firm Capacity | 1 | 2029-04-01 | 0 | MW
0 | 0 | System | Generator | Build CT 2028 | Build CT | Firm Capacity | 1 | 2029-07-01 | 0 | MW
0 | 0 | System | Generator | Build CT 2028 | Build CT | Firm Capacity | 1 | 2029-10-01 | 0 | MW
Build CT 2028_Firm Capacity2030 | Build CT_Firm Capacity2030 | System | Generator | Build CT 2028 | Build CT | Firm Capacity | 1 | 2030-01-01 | 0 | MW
0 | 0 | System | Generator | Build CT 2028 | Build CT | Firm Capacity | 1 | 2030-04-01 | 0 | MW
0 | 0 | System | Generator | Build CT 2028 | Build CT | Firm Capacity | 1 | 2030-07-01 | 0 | MW
0 | 0 | System | Generator | Build CT 2028 | Build CT | Firm Capacity | 1 | 2030-10-01 | 0 | MW
Build CT 2028_Firm Capacity2031 | Build CT_Firm Capacity2031 | System | Generator | Build CT 2028 | Build CT | Firm Capacity | 1 | 2031-01-01 | 0 | MW
0 | 0 | System | Generator | Build CT 2028 | Build CT | Firm Capacity | 1 | 2031-04-01 | 0 | MW
0 | 0 | System | Generator | Build CT 2028 | Build CT | Firm Capacity | 1 | 2031-07-01 | 0 | MW
0 | 0 | System | Generator | Build CT 2028 | Build CT | Firm Capacity | 1 | 2031-10-01 | 0 | MW
Build CT 2028_Firm Capacity2032 | Build CT_Firm Capacity2032 | System | Generator | Build CT 2028 | Build CT | Firm Capacity | 1 | 2032-01-01 | 0 | MW
0 | 0 | System | Generator | Build CT 2028 | Build CT | Firm Capacity | 1 | 2032-04-01 | 0 | MW
0 | 0 | System | Generator | Build CT 2028 | Build CT | Firm Capacity | 1 | 2032-07-01 | 0 | MW
0 | 0 | System | Generator | Build CT 2028 | Build CT | Firm Capacity | 1 | 2032-10-01 | 0 | MW
Build CT 2028_Firm Capacity2033 | Build CT_Firm Capacity2033 | System | Generator | Build CT 2028 | Build CT | Firm Capacity | 1 | 2033-01-01 | 0 | MW
0 | 0 | System | Generator | Build CT 2028 | Build CT | Firm Capacity | 1 | 2033-04-01 | 0 | MW
0 | 0 | System | Generator | Build CT 2028 | Build CT | Firm Capacity | 1 | 2033-07-01 | 0 | MW
0 | 0 | System | Generator | Build CT 2028 | Build CT | Firm Capacity | 1 | 2033-10-01 | 0 | MW
Build CT 2028_Firm Capacity2034 | Build CT_Firm Capacity2034 | System | Generator | Build CT 2028 | Build CT | Firm Capacity | 1 | 2034-01-01 | 0 | MW
0 | 0 | System | Generator | Build CT 2028 | Build CT | Firm Capacity | 1 | 2034-04-01 | 0 | MW
0 | 0 | System | Generator | Build CT 2028 | Build CT | Firm Capacity | 1 | 2034-07-01 | 0 | MW
0 | 0 | System | Generator | Build CT 2028 | Build CT | Firm Capacity | 1 | 2034-10-01 | 0 | MW
Build CT 2028_Firm Capacity2035 | Build CT_Firm Capacity2035 | System | Generator | Build CT 2028 | Build CT | Firm Capacity | 1 | 2035-01-01 | 0 | MW
0 | 0 | System | Generator | Build CT 2028 | Build CT | Firm Capacity | 1 | 2035-04-01 | 0 | MW
0 | 0 | System | Generator | Build CT 2028 | Build CT | Firm Capacity | 1 | 2035-07-01 | 0 | MW
0 | 0 | System | Generator | Build CT 2028 | Build CT | Firm Capacity | 1 | 2035-10-01 | 0 | MW
Build CT 2028_Firm Capacity2036 | Build CT_Firm Capacity2036 | System | Generator | Build CT 2028 | Build CT | Firm Capacity | 1 | 2036-01-01 | 0 | MW
0 | 0 | System | Generator | Build CT 2028 | Build CT | Firm Capacity | 1 | 2036-04-01 | 0 | MW
0 | 0 | System | Generator | Build CT 2028 | Build CT | Firm Capacity | 1 | 2036-07-01 | 0 | MW
0 | 0 | System | Generator | Build CT 2028 | Build CT | Firm Capacity | 1 | 2036-10-01 | 0 | MW
Build CT 2028_Firm Capacity2037 | Build CT_Firm Capacity2037 | System | Generator | Build CT 2028 | Build CT | Firm Capacity | 1 | 2037-01-01 | 0 | MW
0 | 0 | System | Generator | Build CT 2028 | Build CT | Firm Capacity | 1 | 2037-04-01 | 0 | MW
0 | 0 | System | Generator | Build CT 2028 | Build CT | Firm Capacity | 1 | 2037-07-01 | 0 | MW
0 | 0 | System | Generator | Build CT 2028 | Build CT | Firm Capacity | 1 | 2037-10-01 | 0 | MW
Build CT 2028_Firm Capacity2038 | Build CT_Firm Capacity2038 | System | Generator | Build CT 2028 | Build CT | Firm Capacity | 1 | 2038-01-01 | 0 | MW
0 | 0 | System | Generator | Build CT 2028 | Build CT | Firm Capacity | 1 | 2038-04-01 | 0 | MW
0 | 0 | System | Generator | Build CT 2028 | Build CT | Firm Capacity | 1 | 2038-07-01 | 0 | MW
0 | 0 | System | Generator | Build CT 2028 | Build CT | Firm Capacity | 1 | 2038-10-01 | 0 | MW
Build CT 2028_Firm Capacity2039 | Build CT_Firm Capacity2039 | System | Generator | Build CT 2028 | Build CT | Firm Capacity | 1 | 2039-01-01 | 0 | MW
0 | 0 | System | Generator | Build CT 2028 | Build CT | Firm Capacity | 1 | 2039-04-01 | 0 | MW
0 | 0 | System | Generator | Build CT 2028 | Build CT | Firm Capacity | 1 | 2039-07-01 | 0 | MW
0 | 0 | System | Generator | Build CT 2028 | Build CT | Firm Capacity | 1 | 2039-10-01 | 0 | MW
Build CT 2028_Firm Capacity2040 | Build CT_Firm Capacity2040 | System | Generator | Build CT 2028 | Build CT | Firm Capacity | 1 | 2040-01-01 | 0 | MW
0 | 0 | System | Generator | Build CT 2028 | Build CT | Firm Capacity | 1 | 2040-04-01 | 0 | MW
0 | 0 | System | Generator | Build CT 2028 | Build CT | Firm Capacity | 1 | 2040-07-01 | 0 | MW
0 | 0 | System | Generator | Build CT 2028 | Build CT | Firm Capacity | 1 | 2040-10-01 | 0 | MW
Build CT 2028_Firm Capacity2041 | Build CT_Firm Capacity2041 | System | Generator | Build CT 2028 | Build CT | Firm Capacity | 1 | 2041-01-01 | 0 | MW
0 | 0 | System | Generator | Build CT 2028 | Build CT | Firm Capacity | 1 | 2041-04-01 | 0 | MW
0 | 0 | System | Generator | Build CT 2028 | Build CT | Firm Capacity | 1 | 2041-07-01 | 0 | MW
0 | 0 | System | Generator | Build CT 2028 | Build CT | Firm Capacity | 1 | 2041-10-01 | 0 | MW
Build CT 2028_Firm Capacity2042 | Build CT_Firm Capacity2042 | System | Generator | Build CT 2028 | Build CT | Firm Capacity | 1 | 2042-01-01 | 0 | MW
0 | 0 | System | Generator | Build CT 2028 | Build CT | Firm Capacity | 1 | 2042-04-01 | 0 | MW
0 | 0 | System | Generator | Build CT 2028 | Build CT | Firm Capacity | 1 | 2042-07-01 | 0 | MW
0 | 0 | System | Generator | Build CT 2028 | Build CT | Firm Capacity | 1 | 2042-10-01 | 0 | MW
Build CT 2028_Firm Capacity2043 | Build CT_Firm Capacity2043 | System | Generator | Build CT 2028 | Build CT | Firm Capacity | 1 | 2043-01-01 | 0 | MW
0 | 0 | System | Generator | Build CT 2028 | Build CT | Firm Capacity | 1 | 2043-04-01 | 0 | MW
0 | 0 | System | Generator | Build CT 2028 | Build CT | Firm Capacity | 1 | 2043-07-01 | 0 | MW
0 | 0 | System | Generator | Build CT 2028 | Build CT | Firm Capacity | 1 | 2043-10-01 | 0 | MW
Build CT 2029_Firm Capacity2024 | Build CT_Firm Capacity2024 | System | Generator | Build CT 2029 | Build CT | Firm Capacity | 1 | 2024-01-01 | 0 | MW
0 | 0 | System | Generator | Build CT 2029 | Build CT | Firm Capacity | 1 | 2024-04-01 | 0 | MW
0 | 0 | System | Generator | Build CT 2029 | Build CT | Firm Capacity | 1 | 2024-07-01 | 0 | MW
0 | 0 | System | Generator | Build CT 2029 | Build CT | Firm Capacity | 1 | 2024-10-01 | 0 | MW
Build CT 2029_Firm Capacity2025 | Build CT_Firm Capacity2025 | System | Generator | Build CT 2029 | Build CT | Firm Capacity | 1 | 2025-01-01 | 0 | MW
0 | 0 | System | Generator | Build CT 2029 | Build CT | Firm Capacity | 1 | 2025-04-01 | 0 | MW
0 | 0 | System | Generator | Build CT 2029 | Build CT | Firm Capacity | 1 | 2025-07-01 | 0 | MW
0 | 0 | System | Generator | Build CT 2029 | Build CT | Firm Capacity | 1 | 2025-10-01 | 0 | MW
Build CT 2029_Firm Capacity2026 | Build CT_Firm Capacity2026 | System | Generator | Build CT 2029 | Build CT | Firm Capacity | 1 | 2026-01-01 | 0 | MW
0 | 0 | System | Generator | Build CT 2029 | Build CT | Firm Capacity | 1 | 2026-04-01 | 0 | MW
0 | 0 | System | Generator | Build CT 2029 | Build CT | Firm Capacity | 1 | 2026-07-01 | 0 | MW
0 | 0 | System | Generator | Build CT 2029 | Build CT | Firm Capacity | 1 | 2026-10-01 | 0 | MW
Build CT 2029_Firm Capacity2027 | Build CT_Firm Capacity2027 | System | Generator | Build CT 2029 | Build CT | Firm Capacity | 1 | 2027-01-01 | 0 | MW
0 | 0 | System | Generator | Build CT 2029 | Build CT | Firm Capacity | 1 | 2027-04-01 | 0 | MW
0 | 0 | System | Generator | Build CT 2029 | Build CT | Firm Capacity | 1 | 2027-07-01 | 0 | MW
0 | 0 | System | Generator | Build CT 2029 | Build CT | Firm Capacity | 1 | 2027-10-01 | 0 | MW
Build CT 2029_Firm Capacity2028 | Build CT_Firm Capacity2028 | System | Generator | Build CT 2029 | Build CT | Firm Capacity | 1 | 2028-01-01 | 0 | MW
0 | 0 | System | Generator | Build CT 2029 | Build CT | Firm Capacity | 1 | 2028-04-01 | 0 | MW
0 | 0 | System | Generator | Build CT 2029 | Build CT | Firm Capacity | 1 | 2028-07-01 | 0 | MW
0 | 0 | System | Generator | Build CT 2029 | Build CT | Firm Capacity | 1 | 2028-10-01 | 0 | MW
Build CT 2029_Firm Capacity2029 | Build CT_Firm Capacity2029 | System | Generator | Build CT 2029 | Build CT | Firm Capacity | 1 | 2029-01-01 | 0 | MW
0 | 0 | System | Generator | Build CT 2029 | Build CT | Firm Capacity | 1 | 2029-04-01 | 415 | MW
0 | 0 | System | Generator | Build CT 2029 | Build CT | Firm Capacity | 1 | 2029-07-01 | 415 | MW
0 | 0 | System | Generator | Build CT 2029 | Build CT | Firm Capacity | 1 | 2029-10-01 | 415 | MW
Build CT 2029_Firm Capacity2030 | Build CT_Firm Capacity2030 | System | Generator | Build CT 2029 | Build CT | Firm Capacity | 1 | 2030-01-01 | 415 | MW
0 | 0 | System | Generator | Build CT 2029 | Build CT | Firm Capacity | 1 | 2030-04-01 | 415 | MW
0 | 0 | System | Generator | Build CT 2029 | Build CT | Firm Capacity | 1 | 2030-07-01 | 415 | MW
0 | 0 | System | Generator | Build CT 2029 | Build CT | Firm Capacity | 1 | 2030-10-01 | 415 | MW
Build CT 2029_Firm Capacity2031 | Build CT_Firm Capacity2031 | System | Generator | Build CT 2029 | Build CT | Firm Capacity | 1 | 2031-01-01 | 415 | MW
0 | 0 | System | Generator | Build CT 2029 | Build CT | Firm Capacity | 1 | 2031-04-01 | 415 | MW
0 | 0 | System | Generator | Build CT 2029 | Build CT | Firm Capacity | 1 | 2031-07-01 | 415 | MW
0 | 0 | System | Generator | Build CT 2029 | Build CT | Firm Capacity | 1 | 2031-10-01 | 415 | MW
Build CT 2029_Firm Capacity2032 | Build CT_Firm Capacity2032 | System | Generator | Build CT 2029 | Build CT | Firm Capacity | 1 | 2032-01-01 | 415 | MW
0 | 0 | System | Generator | Build CT 2029 | Build CT | Firm Capacity | 1 | 2032-04-01 | 415 | MW
0 | 0 | System | Generator | Build CT 2029 | Build CT | Firm Capacity | 1 | 2032-07-01 | 415 | MW
0 | 0 | System | Generator | Build CT 2029 | Build CT | Firm Capacity | 1 | 2032-10-01 | 415 | MW
Build CT 2029_Firm Capacity2033 | Build CT_Firm Capacity2033 | System | Generator | Build CT 2029 | Build CT | Firm Capacity | 1 | 2033-01-01 | 415 | MW
0 | 0 | System | Generator | Build CT 2029 | Build CT | Firm Capacity | 1 | 2033-04-01 | 415 | MW
0 | 0 | System | Generator | Build CT 2029 | Build CT | Firm Capacity | 1 | 2033-07-01 | 415 | MW
0 | 0 | System | Generator | Build CT 2029 | Build CT | Firm Capacity | 1 | 2033-10-01 | 415 | MW
Build CT 2029_Firm Capacity2034 | Build CT_Firm Capacity2034 | System | Generator | Build CT 2029 | Build CT | Firm Capacity | 1 | 2034-01-01 | 415 | MW
0 | 0 | System | Generator | Build CT 2029 | Build CT | Firm Capacity | 1 | 2034-04-01 | 415 | MW
0 | 0 | System | Generator | Build CT 2029 | Build CT | Firm Capacity | 1 | 2034-07-01 | 415 | MW
0 | 0 | System | Generator | Build CT 2029 | Build CT | Firm Capacity | 1 | 2034-10-01 | 415 | MW
Build CT 2029_Firm Capacity2035 | Build CT_Firm Capacity2035 | System | Generator | Build CT 2029 | Build CT | Firm Capacity | 1 | 2035-01-01 | 415 | MW
0 | 0 | System | Generator | Build CT 2029 | Build CT | Firm Capacity | 1 | 2035-04-01 | 415 | MW
0 | 0 | System | Generator | Build CT 2029 | Build CT | Firm Capacity | 1 | 2035-07-01 | 415 | MW
0 | 0 | System | Generator | Build CT 2029 | Build CT | Firm Capacity | 1 | 2035-10-01 | 415 | MW
Build CT 2029_Firm Capacity2036 | Build CT_Firm Capacity2036 | System | Generator | Build CT 2029 | Build CT | Firm Capacity | 1 | 2036-01-01 | 415 | MW
0 | 0 | System | Generator | Build CT 2029 | Build CT | Firm Capacity | 1 | 2036-04-01 | 415 | MW
0 | 0 | System | Generator | Build CT 2029 | Build CT | Firm Capacity | 1 | 2036-07-01 | 415 | MW
0 | 0 | System | Generator | Build CT 2029 | Build CT | Firm Capacity | 1 | 2036-10-01 | 415 | MW
Build CT 2029_Firm Capacity2037 | Build CT_Firm Capacity2037 | System | Generator | Build CT 2029 | Build CT | Firm Capacity | 1 | 2037-01-01 | 415 | MW
0 | 0 | System | Generator | Build CT 2029 | Build CT | Firm Capacity | 1 | 2037-04-01 | 415 | MW
0 | 0 | System | Generator | Build CT 2029 | Build CT | Firm Capacity | 1 | 2037-07-01 | 415 | MW
0 | 0 | System | Generator | Build CT 2029 | Build CT | Firm Capacity | 1 | 2037-10-01 | 415 | MW
Build CT 2029_Firm Capacity2038 | Build CT_Firm Capacity2038 | System | Generator | Build CT 2029 | Build CT | Firm Capacity | 1 | 2038-01-01 | 415 | MW
0 | 0 | System | Generator | Build CT 2029 | Build CT | Firm Capacity | 1 | 2038-04-01 | 415 | MW
0 | 0 | System | Generator | Build CT 2029 | Build CT | Firm Capacity | 1 | 2038-07-01 | 415 | MW
0 | 0 | System | Generator | Build CT 2029 | Build CT | Firm Capacity | 1 | 2038-10-01 | 415 | MW
Build CT 2029_Firm Capacity2039 | Build CT_Firm Capacity2039 | System | Generator | Build CT 2029 | Build CT | Firm Capacity | 1 | 2039-01-01 | 415 | MW
0 | 0 | System | Generator | Build CT 2029 | Build CT | Firm Capacity | 1 | 2039-04-01 | 415 | MW
0 | 0 | System | Generator | Build CT 2029 | Build CT | Firm Capacity | 1 | 2039-07-01 | 415 | MW
0 | 0 | System | Generator | Build CT 2029 | Build CT | Firm Capacity | 1 | 2039-10-01 | 415 | MW
Build CT 2029_Firm Capacity2040 | Build CT_Firm Capacity2040 | System | Generator | Build CT 2029 | Build CT | Firm Capacity | 1 | 2040-01-01 | 415 | MW
0 | 0 | System | Generator | Build CT 2029 | Build CT | Firm Capacity | 1 | 2040-04-01 | 415 | MW
0 | 0 | System | Generator | Build CT 2029 | Build CT | Firm Capacity | 1 | 2040-07-01 | 415 | MW
0 | 0 | System | Generator | Build CT 2029 | Build CT | Firm Capacity | 1 | 2040-10-01 | 415 | MW
Build CT 2029_Firm Capacity2041 | Build CT_Firm Capacity2041 | System | Generator | Build CT 2029 | Build CT | Firm Capacity | 1 | 2041-01-01 | 415 | MW
0 | 0 | System | Generator | Build CT 2029 | Build CT | Firm Capacity | 1 | 2041-04-01 | 415 | MW
0 | 0 | System | Generator | Build CT 2029 | Build CT | Firm Capacity | 1 | 2041-07-01 | 415 | MW
0 | 0 | System | Generator | Build CT 2029 | Build CT | Firm Capacity | 1 | 2041-10-01 | 415 | MW
Build CT 2029_Firm Capacity2042 | Build CT_Firm Capacity2042 | System | Generator | Build CT 2029 | Build CT | Firm Capacity | 1 | 2042-01-01 | 415 | MW
0 | 0 | System | Generator | Build CT 2029 | Build CT | Firm Capacity | 1 | 2042-04-01 | 415 | MW
0 | 0 | System | Generator | Build CT 2029 | Build CT | Firm Capacity | 1 | 2042-07-01 | 415 | MW
0 | 0 | System | Generator | Build CT 2029 | Build CT | Firm Capacity | 1 | 2042-10-01 | 415 | MW
Build CT 2029_Firm Capacity2043 | Build CT_Firm Capacity2043 | System | Generator | Build CT 2029 | Build CT | Firm Capacity | 1 | 2043-01-01 | 415 | MW
0 | 0 | System | Generator | Build CT 2029 | Build CT | Firm Capacity | 1 | 2043-04-01 | 415 | MW
0 | 0 | System | Generator | Build CT 2029 | Build CT | Firm Capacity | 1 | 2043-07-01 | 415 | MW
0 | 0 | System | Generator | Build CT 2029 | Build CT | Firm Capacity | 1 | 2043-10-01 | 415 | MW
Build CT 2030_Firm Capacity2024 | Build CT_Firm Capacity2024 | System | Generator | Build CT 2030 | Build CT | Firm Capacity | 1 | 2024-01-01 | 0 | MW
0 | 0 | System | Generator | Build CT 2030 | Build CT | Firm Capacity | 1 | 2024-04-01 | 0 | MW
0 | 0 | System | Generator | Build CT 2030 | Build CT | Firm Capacity | 1 | 2024-07-01 | 0 | MW
0 | 0 | System | Generator | Build CT 2030 | Build CT | Firm Capacity | 1 | 2024-10-01 | 0 | MW
Build CT 2030_Firm Capacity2025 | Build CT_Firm Capacity2025 | System | Generator | Build CT 2030 | Build CT | Firm Capacity | 1 | 2025-01-01 | 0 | MW
0 | 0 | System | Generator | Build CT 2030 | Build CT | Firm Capacity | 1 | 2025-04-01 | 0 | MW
0 | 0 | System | Generator | Build CT 2030 | Build CT | Firm Capacity | 1 | 2025-07-01 | 0 | MW
0 | 0 | System | Generator | Build CT 2030 | Build CT | Firm Capacity | 1 | 2025-10-01 | 0 | MW
Build CT 2030_Firm Capacity2026 | Build CT_Firm Capacity2026 | System | Generator | Build CT 2030 | Build CT | Firm Capacity | 1 | 2026-01-01 | 0 | MW
0 | 0 | System | Generator | Build CT 2030 | Build CT | Firm Capacity | 1 | 2026-04-01 | 0 | MW
0 | 0 | System | Generator | Build CT 2030 | Build CT | Firm Capacity | 1 | 2026-07-01 | 0 | MW
0 | 0 | System | Generator | Build CT 2030 | Build CT | Firm Capacity | 1 | 2026-10-01 | 0 | MW
Build CT 2030_Firm Capacity2027 | Build CT_Firm Capacity2027 | System | Generator | Build CT 2030 | Build CT | Firm Capacity | 1 | 2027-01-01 | 0 | MW
0 | 0 | System | Generator | Build CT 2030 | Build CT | Firm Capacity | 1 | 2027-04-01 | 0 | MW
0 | 0 | System | Generator | Build CT 2030 | Build CT | Firm Capacity | 1 | 2027-07-01 | 0 | MW
0 | 0 | System | Generator | Build CT 2030 | Build CT | Firm Capacity | 1 | 2027-10-01 | 0 | MW
Build CT 2030_Firm Capacity2028 | Build CT_Firm Capacity2028 | System | Generator | Build CT 2030 | Build CT | Firm Capacity | 1 | 2028-01-01 | 0 | MW
0 | 0 | System | Generator | Build CT 2030 | Build CT | Firm Capacity | 1 | 2028-04-01 | 0 | MW
0 | 0 | System | Generator | Build CT 2030 | Build CT | Firm Capacity | 1 | 2028-07-01 | 0 | MW
0 | 0 | System | Generator | Build CT 2030 | Build CT | Firm Capacity | 1 | 2028-10-01 | 0 | MW
Build CT 2030_Firm Capacity2029 | Build CT_Firm Capacity2029 | System | Generator | Build CT 2030 | Build CT | Firm Capacity | 1 | 2029-01-01 | 0 | MW
0 | 0 | System | Generator | Build CT 2030 | Build CT | Firm Capacity | 1 | 2029-04-01 | 0 | MW
0 | 0 | System | Generator | Build CT 2030 | Build CT | Firm Capacity | 1 | 2029-07-01 | 0 | MW
0 | 0 | System | Generator | Build CT 2030 | Build CT | Firm Capacity | 1 | 2029-10-01 | 0 | MW
Build CT 2030_Firm Capacity2030 | Build CT_Firm Capacity2030 | System | Generator | Build CT 2030 | Build CT | Firm Capacity | 1 | 2030-01-01 | 0 | MW
0 | 0 | System | Generator | Build CT 2030 | Build CT | Firm Capacity | 1 | 2030-04-01 | 0 | MW
0 | 0 | System | Generator | Build CT 2030 | Build CT | Firm Capacity | 1 | 2030-07-01 | 0 | MW
0 | 0 | System | Generator | Build CT 2030 | Build CT | Firm Capacity | 1 | 2030-10-01 | 0 | MW
Build CT 2030_Firm Capacity2031 | Build CT_Firm Capacity2031 | System | Generator | Build CT 2030 | Build CT | Firm Capacity | 1 | 2031-01-01 | 0 | MW
0 | 0 | System | Generator | Build CT 2030 | Build CT | Firm Capacity | 1 | 2031-04-01 | 0 | MW
0 | 0 | System | Generator | Build CT 2030 | Build CT | Firm Capacity | 1 | 2031-07-01 | 0 | MW
0 | 0 | System | Generator | Build CT 2030 | Build CT | Firm Capacity | 1 | 2031-10-01 | 0 | MW
Build CT 2030_Firm Capacity2032 | Build CT_Firm Capacity2032 | System | Generator | Build CT 2030 | Build CT | Firm Capacity | 1 | 2032-01-01 | 0 | MW
0 | 0 | System | Generator | Build CT 2030 | Build CT | Firm Capacity | 1 | 2032-04-01 | 0 | MW
0 | 0 | System | Generator | Build CT 2030 | Build CT | Firm Capacity | 1 | 2032-07-01 | 0 | MW
0 | 0 | System | Generator | Build CT 2030 | Build CT | Firm Capacity | 1 | 2032-10-01 | 0 | MW
Build CT 2030_Firm Capacity2033 | Build CT_Firm Capacity2033 | System | Generator | Build CT 2030 | Build CT | Firm Capacity | 1 | 2033-01-01 | 0 | MW
0 | 0 | System | Generator | Build CT 2030 | Build CT | Firm Capacity | 1 | 2033-04-01 | 0 | MW
0 | 0 | System | Generator | Build CT 2030 | Build CT | Firm Capacity | 1 | 2033-07-01 | 0 | MW
0 | 0 | System | Generator | Build CT 2030 | Build CT | Firm Capacity | 1 | 2033-10-01 | 0 | MW
Build CT 2030_Firm Capacity2034 | Build CT_Firm Capacity2034 | System | Generator | Build CT 2030 | Build CT | Firm Capacity | 1 | 2034-01-01 | 0 | MW
0 | 0 | System | Generator | Build CT 2030 | Build CT | Firm Capacity | 1 | 2034-04-01 | 0 | MW
0 | 0 | System | Generator | Build CT 2030 | Build CT | Firm Capacity | 1 | 2034-07-01 | 0 | MW
0 | 0 | System | Generator | Build CT 2030 | Build CT | Firm Capacity | 1 | 2034-10-01 | 0 | MW
Build CT 2030_Firm Capacity2035 | Build CT_Firm Capacity2035 | System | Generator | Build CT 2030 | Build CT | Firm Capacity | 1 | 2035-01-01 | 0 | MW
0 | 0 | System | Generator | Build CT 2030 | Build CT | Firm Capacity | 1 | 2035-04-01 | 0 | MW
0 | 0 | System | Generator | Build CT 2030 | Build CT | Firm Capacity | 1 | 2035-07-01 | 0 | MW
0 | 0 | System | Generator | Build CT 2030 | Build CT | Firm Capacity | 1 | 2035-10-01 | 0 | MW
Build CT 2030_Firm Capacity2036 | Build CT_Firm Capacity2036 | System | Generator | Build CT 2030 | Build CT | Firm Capacity | 1 | 2036-01-01 | 0 | MW
0 | 0 | System | Generator | Build CT 2030 | Build CT | Firm Capacity | 1 | 2036-04-01 | 0 | MW
0 | 0 | System | Generator | Build CT 2030 | Build CT | Firm Capacity | 1 | 2036-07-01 | 0 | MW
0 | 0 | System | Generator | Build CT 2030 | Build CT | Firm Capacity | 1 | 2036-10-01 | 0 | MW
Build CT 2030_Firm Capacity2037 | Build CT_Firm Capacity2037 | System | Generator | Build CT 2030 | Build CT | Firm Capacity | 1 | 2037-01-01 | 0 | MW
0 | 0 | System | Generator | Build CT 2030 | Build CT | Firm Capacity | 1 | 2037-04-01 | 0 | MW
0 | 0 | System | Generator | Build CT 2030 | Build CT | Firm Capacity | 1 | 2037-07-01 | 0 | MW
0 | 0 | System | Generator | Build CT 2030 | Build CT | Firm Capacity | 1 | 2037-10-01 | 0 | MW
Build CT 2030_Firm Capacity2038 | Build CT_Firm Capacity2038 | System | Generator | Build CT 2030 | Build CT | Firm Capacity | 1 | 2038-01-01 | 0 | MW
0 | 0 | System | Generator | Build CT 2030 | Build CT | Firm Capacity | 1 | 2038-04-01 | 0 | MW
0 | 0 | System | Generator | Build CT 2030 | Build CT | Firm Capacity | 1 | 2038-07-01 | 0 | MW
0 | 0 | System | Generator | Build CT 2030 | Build CT | Firm Capacity | 1 | 2038-10-01 | 0 | MW
Build CT 2030_Firm Capacity2039 | Build CT_Firm Capacity2039 | System | Generator | Build CT 2030 | Build CT | Firm Capacity | 1 | 2039-01-01 | 0 | MW
0 | 0 | System | Generator | Build CT 2030 | Build CT | Firm Capacity | 1 | 2039-04-01 | 0 | MW
0 | 0 | System | Generator | Build CT 2030 | Build CT | Firm Capacity | 1 | 2039-07-01 | 0 | MW
0 | 0 | System | Generator | Build CT 2030 | Build CT | Firm Capacity | 1 | 2039-10-01 | 0 | MW
Build CT 2030_Firm Capacity2040 | Build CT_Firm Capacity2040 | System | Generator | Build CT 2030 | Build CT | Firm Capacity | 1 | 2040-01-01 | 0 | MW
0 | 0 | System | Generator | Build CT 2030 | Build CT | Firm Capacity | 1 | 2040-04-01 | 0 | MW
0 | 0 | System | Generator | Build CT 2030 | Build CT | Firm Capacity | 1 | 2040-07-01 | 0 | MW
0 | 0 | System | Generator | Build CT 2030 | Build CT | Firm Capacity | 1 | 2040-10-01 | 0 | MW
Build CT 2030_Firm Capacity2041 | Build CT_Firm Capacity2041 | System | Generator | Build CT 2030 | Build CT | Firm Capacity | 1 | 2041-01-01 | 0 | MW
0 | 0 | System | Generator | Build CT 2030 | Build CT | Firm Capacity | 1 | 2041-04-01 | 0 | MW
0 | 0 | System | Generator | Build CT 2030 | Build CT | Firm Capacity | 1 | 2041-07-01 | 0 | MW
0 | 0 | System | Generator | Build CT 2030 | Build CT | Firm Capacity | 1 | 2041-10-01 | 0 | MW
Build CT 2030_Firm Capacity2042 | Build CT_Firm Capacity2042 | System | Generator | Build CT 2030 | Build CT | Firm Capacity | 1 | 2042-01-01 | 0 | MW
0 | 0 | System | Generator | Build CT 2030 | Build CT | Firm Capacity | 1 | 2042-04-01 | 0 | MW
0 | 0 | System | Generator | Build CT 2030 | Build CT | Firm Capacity | 1 | 2042-07-01 | 0 | MW
0 | 0 | System | Generator | Build CT 2030 | Build CT | Firm Capacity | 1 | 2042-10-01 | 0 | MW
Build CT 2030_Firm Capacity2043 | Build CT_Firm Capacity2043 | System | Generator | Build CT 2030 | Build CT | Firm Capacity | 1 | 2043-01-01 | 0 | MW
0 | 0 | System | Generator | Build CT 2030 | Build CT | Firm Capacity | 1 | 2043-04-01 | 0 | MW
0 | 0 | System | Generator | Build CT 2030 | Build CT | Firm Capacity | 1 | 2043-07-01 | 0 | MW
0 | 0 | System | Generator | Build CT 2030 | Build CT | Firm Capacity | 1 | 2043-10-01 | 0 | MW
Build CT 2031_Firm Capacity2024 | Build CT_Firm Capacity2024 | System | Generator | Build CT 2031 | Build CT | Firm Capacity | 1 | 2024-01-01 | 0 | MW
0 | 0 | System | Generator | Build CT 2031 | Build CT | Firm Capacity | 1 | 2024-04-01 | 0 | MW
0 | 0 | System | Generator | Build CT 2031 | Build CT | Firm Capacity | 1 | 2024-07-01 | 0 | MW
0 | 0 | System | Generator | Build CT 2031 | Build CT | Firm Capacity | 1 | 2024-10-01 | 0 | MW
Build CT 2031_Firm Capacity2025 | Build CT_Firm Capacity2025 | System | Generator | Build CT 2031 | Build CT | Firm Capacity | 1 | 2025-01-01 | 0 | MW
0 | 0 | System | Generator | Build CT 2031 | Build CT | Firm Capacity | 1 | 2025-04-01 | 0 | MW
0 | 0 | System | Generator | Build CT 2031 | Build CT | Firm Capacity | 1 | 2025-07-01 | 0 | MW
0 | 0 | System | Generator | Build CT 2031 | Build CT | Firm Capacity | 1 | 2025-10-01 | 0 | MW
Build CT 2031_Firm Capacity2026 | Build CT_Firm Capacity2026 | System | Generator | Build CT 2031 | Build CT | Firm Capacity | 1 | 2026-01-01 | 0 | MW
0 | 0 | System | Generator | Build CT 2031 | Build CT | Firm Capacity | 1 | 2026-04-01 | 0 | MW
0 | 0 | System | Generator | Build CT 2031 | Build CT | Firm Capacity | 1 | 2026-07-01 | 0 | MW
0 | 0 | System | Generator | Build CT 2031 | Build CT | Firm Capacity | 1 | 2026-10-01 | 0 | MW
Build CT 2031_Firm Capacity2027 | Build CT_Firm Capacity2027 | System | Generator | Build CT 2031 | Build CT | Firm Capacity | 1 | 2027-01-01 | 0 | MW
0 | 0 | System | Generator | Build CT 2031 | Build CT | Firm Capacity | 1 | 2027-04-01 | 0 | MW
0 | 0 | System | Generator | Build CT 2031 | Build CT | Firm Capacity | 1 | 2027-07-01 | 0 | MW
0 | 0 | System | Generator | Build CT 2031 | Build CT | Firm Capacity | 1 | 2027-10-01 | 0 | MW
Build CT 2031_Firm Capacity2028 | Build CT_Firm Capacity2028 | System | Generator | Build CT 2031 | Build CT | Firm Capacity | 1 | 2028-01-01 | 0 | MW
0 | 0 | System | Generator | Build CT 2031 | Build CT | Firm Capacity | 1 | 2028-04-01 | 0 | MW
0 | 0 | System | Generator | Build CT 2031 | Build CT | Firm Capacity | 1 | 2028-07-01 | 0 | MW
0 | 0 | System | Generator | Build CT 2031 | Build CT | Firm Capacity | 1 | 2028-10-01 | 0 | MW
Build CT 2031_Firm Capacity2029 | Build CT_Firm Capacity2029 | System | Generator | Build CT 2031 | Build CT | Firm Capacity | 1 | 2029-01-01 | 0 | MW
0 | 0 | System | Generator | Build CT 2031 | Build CT | Firm Capacity | 1 | 2029-04-01 | 0 | MW
0 | 0 | System | Generator | Build CT 2031 | Build CT | Firm Capacity | 1 | 2029-07-01 | 0 | MW
0 | 0 | System | Generator | Build CT 2031 | Build CT | Firm Capacity | 1 | 2029-10-01 | 0 | MW
Build CT 2031_Firm Capacity2030 | Build CT_Firm Capacity2030 | System | Generator | Build CT 2031 | Build CT | Firm Capacity | 1 | 2030-01-01 | 0 | MW
0 | 0 | System | Generator | Build CT 2031 | Build CT | Firm Capacity | 1 | 2030-04-01 | 0 | MW
0 | 0 | System | Generator | Build CT 2031 | Build CT | Firm Capacity | 1 | 2030-07-01 | 0 | MW
0 | 0 | System | Generator | Build CT 2031 | Build CT | Firm Capacity | 1 | 2030-10-01 | 0 | MW
Build CT 2031_Firm Capacity2031 | Build CT_Firm Capacity2031 | System | Generator | Build CT 2031 | Build CT | Firm Capacity | 1 | 2031-01-01 | 0 | MW
0 | 0 | System | Generator | Build CT 2031 | Build CT | Firm Capacity | 1 | 2031-04-01 | 0 | MW
0 | 0 | System | Generator | Build CT 2031 | Build CT | Firm Capacity | 1 | 2031-07-01 | 0 | MW
0 | 0 | System | Generator | Build CT 2031 | Build CT | Firm Capacity | 1 | 2031-10-01 | 0 | MW
Build CT 2031_Firm Capacity2032 | Build CT_Firm Capacity2032 | System | Generator | Build CT 2031 | Build CT | Firm Capacity | 1 | 2032-01-01 | 0 | MW
0 | 0 | System | Generator | Build CT 2031 | Build CT | Firm Capacity | 1 | 2032-04-01 | 0 | MW
0 | 0 | System | Generator | Build CT 2031 | Build CT | Firm Capacity | 1 | 2032-07-01 | 0 | MW
0 | 0 | System | Generator | Build CT 2031 | Build CT | Firm Capacity | 1 | 2032-10-01 | 0 | MW
Build CT 2031_Firm Capacity2033 | Build CT_Firm Capacity2033 | System | Generator | Build CT 2031 | Build CT | Firm Capacity | 1 | 2033-01-01 | 0 | MW
0 | 0 | System | Generator | Build CT 2031 | Build CT | Firm Capacity | 1 | 2033-04-01 | 0 | MW
0 | 0 | System | Generator | Build CT 2031 | Build CT | Firm Capacity | 1 | 2033-07-01 | 0 | MW
0 | 0 | System | Generator | Build CT 2031 | Build CT | Firm Capacity | 1 | 2033-10-01 | 0 | MW
Build CT 2031_Firm Capacity2034 | Build CT_Firm Capacity2034 | System | Generator | Build CT 2031 | Build CT | Firm Capacity | 1 | 2034-01-01 | 0 | MW
0 | 0 | System | Generator | Build CT 2031 | Build CT | Firm Capacity | 1 | 2034-04-01 | 0 | MW
0 | 0 | System | Generator | Build CT 2031 | Build CT | Firm Capacity | 1 | 2034-07-01 | 0 | MW
0 | 0 | System | Generator | Build CT 2031 | Build CT | Firm Capacity | 1 | 2034-10-01 | 0 | MW
Build CT 2031_Firm Capacity2035 | Build CT_Firm Capacity2035 | System | Generator | Build CT 2031 | Build CT | Firm Capacity | 1 | 2035-01-01 | 0 | MW
0 | 0 | System | Generator | Build CT 2031 | Build CT | Firm Capacity | 1 | 2035-04-01 | 0 | MW
0 | 0 | System | Generator | Build CT 2031 | Build CT | Firm Capacity | 1 | 2035-07-01 | 0 | MW
0 | 0 | System | Generator | Build CT 2031 | Build CT | Firm Capacity | 1 | 2035-10-01 | 0 | MW
Build CT 2031_Firm Capacity2036 | Build CT_Firm Capacity2036 | System | Generator | Build CT 2031 | Build CT | Firm Capacity | 1 | 2036-01-01 | 0 | MW
0 | 0 | System | Generator | Build CT 2031 | Build CT | Firm Capacity | 1 | 2036-04-01 | 0 | MW
0 | 0 | System | Generator | Build CT 2031 | Build CT | Firm Capacity | 1 | 2036-07-01 | 0 | MW
0 | 0 | System | Generator | Build CT 2031 | Build CT | Firm Capacity | 1 | 2036-10-01 | 0 | MW
Build CT 2031_Firm Capacity2037 | Build CT_Firm Capacity2037 | System | Generator | Build CT 2031 | Build CT | Firm Capacity | 1 | 2037-01-01 | 0 | MW
0 | 0 | System | Generator | Build CT 2031 | Build CT | Firm Capacity | 1 | 2037-04-01 | 0 | MW
0 | 0 | System | Generator | Build CT 2031 | Build CT | Firm Capacity | 1 | 2037-07-01 | 0 | MW
0 | 0 | System | Generator | Build CT 2031 | Build CT | Firm Capacity | 1 | 2037-10-01 | 0 | MW
Build CT 2031_Firm Capacity2038 | Build CT_Firm Capacity2038 | System | Generator | Build CT 2031 | Build CT | Firm Capacity | 1 | 2038-01-01 | 0 | MW
0 | 0 | System | Generator | Build CT 2031 | Build CT | Firm Capacity | 1 | 2038-04-01 | 0 | MW
0 | 0 | System | Generator | Build CT 2031 | Build CT | Firm Capacity | 1 | 2038-07-01 | 0 | MW
0 | 0 | System | Generator | Build CT 2031 | Build CT | Firm Capacity | 1 | 2038-10-01 | 0 | MW
Build CT 2031_Firm Capacity2039 | Build CT_Firm Capacity2039 | System | Generator | Build CT 2031 | Build CT | Firm Capacity | 1 | 2039-01-01 | 0 | MW
0 | 0 | System | Generator | Build CT 2031 | Build CT | Firm Capacity | 1 | 2039-04-01 | 0 | MW
0 | 0 | System | Generator | Build CT 2031 | Build CT | Firm Capacity | 1 | 2039-07-01 | 0 | MW
0 | 0 | System | Generator | Build CT 2031 | Build CT | Firm Capacity | 1 | 2039-10-01 | 0 | MW
Build CT 2031_Firm Capacity2040 | Build CT_Firm Capacity2040 | System | Generator | Build CT 2031 | Build CT | Firm Capacity | 1 | 2040-01-01 | 0 | MW
0 | 0 | System | Generator | Build CT 2031 | Build CT | Firm Capacity | 1 | 2040-04-01 | 0 | MW
0 | 0 | System | Generator | Build CT 2031 | Build CT | Firm Capacity | 1 | 2040-07-01 | 0 | MW
0 | 0 | System | Generator | Build CT 2031 | Build CT | Firm Capacity | 1 | 2040-10-01 | 0 | MW
Build CT 2031_Firm Capacity2041 | Build CT_Firm Capacity2041 | System | Generator | Build CT 2031 | Build CT | Firm Capacity | 1 | 2041-01-01 | 0 | MW
0 | 0 | System | Generator | Build CT 2031 | Build CT | Firm Capacity | 1 | 2041-04-01 | 0 | MW
0 | 0 | System | Generator | Build CT 2031 | Build CT | Firm Capacity | 1 | 2041-07-01 | 0 | MW
0 | 0 | System | Generator | Build CT 2031 | Build CT | Firm Capacity | 1 | 2041-10-01 | 0 | MW
Build CT 2031_Firm Capacity2042 | Build CT_Firm Capacity2042 | System | Generator | Build CT 2031 | Build CT | Firm Capacity | 1 | 2042-01-01 | 0 | MW
0 | 0 | System | Generator | Build CT 2031 | Build CT | Firm Capacity | 1 | 2042-04-01 | 0 | MW
0 | 0 | System | Generator | Build CT 2031 | Build CT | Firm Capacity | 1 | 2042-07-01 | 0 | MW
0 | 0 | System | Generator | Build CT 2031 | Build CT | Firm Capacity | 1 | 2042-10-01 | 0 | MW
Build CT 2031_Firm Capacity2043 | Build CT_Firm Capacity2043 | System | Generator | Build CT 2031 | Build CT | Firm Capacity | 1 | 2043-01-01 | 0 | MW
0 | 0 | System | Generator | Build CT 2031 | Build CT | Firm Capacity | 1 | 2043-04-01 | 0 | MW
0 | 0 | System | Generator | Build CT 2031 | Build CT | Firm Capacity | 1 | 2043-07-01 | 0 | MW
0 | 0 | System | Generator | Build CT 2031 | Build CT | Firm Capacity | 1 | 2043-10-01 | 0 | MW
Build CT 2032_Firm Capacity2024 | Build CT_Firm Capacity2024 | System | Generator | Build CT 2032 | Build CT | Firm Capacity | 1 | 2024-01-01 | 0 | MW
0 | 0 | System | Generator | Build CT 2032 | Build CT | Firm Capacity | 1 | 2024-04-01 | 0 | MW
0 | 0 | System | Generator | Build CT 2032 | Build CT | Firm Capacity | 1 | 2024-07-01 | 0 | MW
0 | 0 | System | Generator | Build CT 2032 | Build CT | Firm Capacity | 1 | 2024-10-01 | 0 | MW
Build CT 2032_Firm Capacity2025 | Build CT_Firm Capacity2025 | System | Generator | Build CT 2032 | Build CT | Firm Capacity | 1 | 2025-01-01 | 0 | MW
0 | 0 | System | Generator | Build CT 2032 | Build CT | Firm Capacity | 1 | 2025-04-01 | 0 | MW
0 | 0 | System | Generator | Build CT 2032 | Build CT | Firm Capacity | 1 | 2025-07-01 | 0 | MW
0 | 0 | System | Generator | Build CT 2032 | Build CT | Firm Capacity | 1 | 2025-10-01 | 0 | MW
Build CT 2032_Firm Capacity2026 | Build CT_Firm Capacity2026 | System | Generator | Build CT 2032 | Build CT | Firm Capacity | 1 | 2026-01-01 | 0 | MW
0 | 0 | System | Generator | Build CT 2032 | Build CT | Firm Capacity | 1 | 2026-04-01 | 0 | MW
0 | 0 | System | Generator | Build CT 2032 | Build CT | Firm Capacity | 1 | 2026-07-01 | 0 | MW
0 | 0 | System | Generator | Build CT 2032 | Build CT | Firm Capacity | 1 | 2026-10-01 | 0 | MW
Build CT 2032_Firm Capacity2027 | Build CT_Firm Capacity2027 | System | Generator | Build CT 2032 | Build CT | Firm Capacity | 1 | 2027-01-01 | 0 | MW
0 | 0 | System | Generator | Build CT 2032 | Build CT | Firm Capacity | 1 | 2027-04-01 | 0 | MW
0 | 0 | System | Generator | Build CT 2032 | Build CT | Firm Capacity | 1 | 2027-07-01 | 0 | MW
0 | 0 | System | Generator | Build CT 2032 | Build CT | Firm Capacity | 1 | 2027-10-01 | 0 | MW
Build CT 2032_Firm Capacity2028 | Build CT_Firm Capacity2028 | System | Generator | Build CT 2032 | Build CT | Firm Capacity | 1 | 2028-01-01 | 0 | MW
0 | 0 | System | Generator | Build CT 2032 | Build CT | Firm Capacity | 1 | 2028-04-01 | 0 | MW
0 | 0 | System | Generator | Build CT 2032 | Build CT | Firm Capacity | 1 | 2028-07-01 | 0 | MW
0 | 0 | System | Generator | Build CT 2032 | Build CT | Firm Capacity | 1 | 2028-10-01 | 0 | MW
Build CT 2032_Firm Capacity2029 | Build CT_Firm Capacity2029 | System | Generator | Build CT 2032 | Build CT | Firm Capacity | 1 | 2029-01-01 | 0 | MW
0 | 0 | System | Generator | Build CT 2032 | Build CT | Firm Capacity | 1 | 2029-04-01 | 0 | MW
0 | 0 | System | Generator | Build CT 2032 | Build CT | Firm Capacity | 1 | 2029-07-01 | 0 | MW
0 | 0 | System | Generator | Build CT 2032 | Build CT | Firm Capacity | 1 | 2029-10-01 | 0 | MW
Build CT 2032_Firm Capacity2030 | Build CT_Firm Capacity2030 | System | Generator | Build CT 2032 | Build CT | Firm Capacity | 1 | 2030-01-01 | 0 | MW
0 | 0 | System | Generator | Build CT 2032 | Build CT | Firm Capacity | 1 | 2030-04-01 | 0 | MW
0 | 0 | System | Generator | Build CT 2032 | Build CT | Firm Capacity | 1 | 2030-07-01 | 0 | MW
0 | 0 | System | Generator | Build CT 2032 | Build CT | Firm Capacity | 1 | 2030-10-01 | 0 | MW
Build CT 2032_Firm Capacity2031 | Build CT_Firm Capacity2031 | System | Generator | Build CT 2032 | Build CT | Firm Capacity | 1 | 2031-01-01 | 0 | MW
0 | 0 | System | Generator | Build CT 2032 | Build CT | Firm Capacity | 1 | 2031-04-01 | 0 | MW
0 | 0 | System | Generator | Build CT 2032 | Build CT | Firm Capacity | 1 | 2031-07-01 | 0 | MW
0 | 0 | System | Generator | Build CT 2032 | Build CT | Firm Capacity | 1 | 2031-10-01 | 0 | MW
Build CT 2032_Firm Capacity2032 | Build CT_Firm Capacity2032 | System | Generator | Build CT 2032 | Build CT | Firm Capacity | 1 | 2032-01-01 | 0 | MW
0 | 0 | System | Generator | Build CT 2032 | Build CT | Firm Capacity | 1 | 2032-04-01 | 0 | MW
0 | 0 | System | Generator | Build CT 2032 | Build CT | Firm Capacity | 1 | 2032-07-01 | 0 | MW
0 | 0 | System | Generator | Build CT 2032 | Build CT | Firm Capacity | 1 | 2032-10-01 | 0 | MW
Build CT 2032_Firm Capacity2033 | Build CT_Firm Capacity2033 | System | Generator | Build CT 2032 | Build CT | Firm Capacity | 1 | 2033-01-01 | 0 | MW
0 | 0 | System | Generator | Build CT 2032 | Build CT | Firm Capacity | 1 | 2033-04-01 | 0 | MW
0 | 0 | System | Generator | Build CT 2032 | Build CT | Firm Capacity | 1 | 2033-07-01 | 0 | MW
0 | 0 | System | Generator | Build CT 2032 | Build CT | Firm Capacity | 1 | 2033-10-01 | 0 | MW
Build CT 2032_Firm Capacity2034 | Build CT_Firm Capacity2034 | System | Generator | Build CT 2032 | Build CT | Firm Capacity | 1 | 2034-01-01 | 0 | MW
0 | 0 | System | Generator | Build CT 2032 | Build CT | Firm Capacity | 1 | 2034-04-01 | 0 | MW
0 | 0 | System | Generator | Build CT 2032 | Build CT | Firm Capacity | 1 | 2034-07-01 | 0 | MW
0 | 0 | System | Generator | Build CT 2032 | Build CT | Firm Capacity | 1 | 2034-10-01 | 0 | MW
Build CT 2032_Firm Capacity2035 | Build CT_Firm Capacity2035 | System | Generator | Build CT 2032 | Build CT | Firm Capacity | 1 | 2035-01-01 | 0 | MW
0 | 0 | System | Generator | Build CT 2032 | Build CT | Firm Capacity | 1 | 2035-04-01 | 0 | MW
0 | 0 | System | Generator | Build CT 2032 | Build CT | Firm Capacity | 1 | 2035-07-01 | 0 | MW
0 | 0 | System | Generator | Build CT 2032 | Build CT | Firm Capacity | 1 | 2035-10-01 | 0 | MW
Build CT 2032_Firm Capacity2036 | Build CT_Firm Capacity2036 | System | Generator | Build CT 2032 | Build CT | Firm Capacity | 1 | 2036-01-01 | 0 | MW
0 | 0 | System | Generator | Build CT 2032 | Build CT | Firm Capacity | 1 | 2036-04-01 | 0 | MW
0 | 0 | System | Generator | Build CT 2032 | Build CT | Firm Capacity | 1 | 2036-07-01 | 0 | MW
0 | 0 | System | Generator | Build CT 2032 | Build CT | Firm Capacity | 1 | 2036-10-01 | 0 | MW
Build CT 2032_Firm Capacity2037 | Build CT_Firm Capacity2037 | System | Generator | Build CT 2032 | Build CT | Firm Capacity | 1 | 2037-01-01 | 0 | MW
0 | 0 | System | Generator | Build CT 2032 | Build CT | Firm Capacity | 1 | 2037-04-01 | 0 | MW
0 | 0 | System | Generator | Build CT 2032 | Build CT | Firm Capacity | 1 | 2037-07-01 | 0 | MW
0 | 0 | System | Generator | Build CT 2032 | Build CT | Firm Capacity | 1 | 2037-10-01 | 0 | MW
Build CT 2032_Firm Capacity2038 | Build CT_Firm Capacity2038 | System | Generator | Build CT 2032 | Build CT | Firm Capacity | 1 | 2038-01-01 | 0 | MW
0 | 0 | System | Generator | Build CT 2032 | Build CT | Firm Capacity | 1 | 2038-04-01 | 0 | MW
0 | 0 | System | Generator | Build CT 2032 | Build CT | Firm Capacity | 1 | 2038-07-01 | 0 | MW
0 | 0 | System | Generator | Build CT 2032 | Build CT | Firm Capacity | 1 | 2038-10-01 | 0 | MW
Build CT 2032_Firm Capacity2039 | Build CT_Firm Capacity2039 | System | Generator | Build CT 2032 | Build CT | Firm Capacity | 1 | 2039-01-01 | 0 | MW
0 | 0 | System | Generator | Build CT 2032 | Build CT | Firm Capacity | 1 | 2039-04-01 | 0 | MW
0 | 0 | System | Generator | Build CT 2032 | Build CT | Firm Capacity | 1 | 2039-07-01 | 0 | MW
0 | 0 | System | Generator | Build CT 2032 | Build CT | Firm Capacity | 1 | 2039-10-01 | 0 | MW
Build CT 2032_Firm Capacity2040 | Build CT_Firm Capacity2040 | System | Generator | Build CT 2032 | Build CT | Firm Capacity | 1 | 2040-01-01 | 0 | MW
0 | 0 | System | Generator | Build CT 2032 | Build CT | Firm Capacity | 1 | 2040-04-01 | 0 | MW
0 | 0 | System | Generator | Build CT 2032 | Build CT | Firm Capacity | 1 | 2040-07-01 | 0 | MW
0 | 0 | System | Generator | Build CT 2032 | Build CT | Firm Capacity | 1 | 2040-10-01 | 0 | MW
Build CT 2032_Firm Capacity2041 | Build CT_Firm Capacity2041 | System | Generator | Build CT 2032 | Build CT | Firm Capacity | 1 | 2041-01-01 | 0 | MW
0 | 0 | System | Generator | Build CT 2032 | Build CT | Firm Capacity | 1 | 2041-04-01 | 0 | MW
0 | 0 | System | Generator | Build CT 2032 | Build CT | Firm Capacity | 1 | 2041-07-01 | 0 | MW
0 | 0 | System | Generator | Build CT 2032 | Build CT | Firm Capacity | 1 | 2041-10-01 | 0 | MW
Build CT 2032_Firm Capacity2042 | Build CT_Firm Capacity2042 | System | Generator | Build CT 2032 | Build CT | Firm Capacity | 1 | 2042-01-01 | 0 | MW
0 | 0 | System | Generator | Build CT 2032 | Build CT | Firm Capacity | 1 | 2042-04-01 | 0 | MW
0 | 0 | System | Generator | Build CT 2032 | Build CT | Firm Capacity | 1 | 2042-07-01 | 0 | MW
0 | 0 | System | Generator | Build CT 2032 | Build CT | Firm Capacity | 1 | 2042-10-01 | 0 | MW
Build CT 2032_Firm Capacity2043 | Build CT_Firm Capacity2043 | System | Generator | Build CT 2032 | Build CT | Firm Capacity | 1 | 2043-01-01 | 0 | MW
0 | 0 | System | Generator | Build CT 2032 | Build CT | Firm Capacity | 1 | 2043-04-01 | 0 | MW
0 | 0 | System | Generator | Build CT 2032 | Build CT | Firm Capacity | 1 | 2043-07-01 | 0 | MW
0 | 0 | System | Generator | Build CT 2032 | Build CT | Firm Capacity | 1 | 2043-10-01 | 0 | MW
Build CT 2033_Firm Capacity2024 | Build CT_Firm Capacity2024 | System | Generator | Build CT 2033 | Build CT | Firm Capacity | 1 | 2024-01-01 | 0 | MW
0 | 0 | System | Generator | Build CT 2033 | Build CT | Firm Capacity | 1 | 2024-04-01 | 0 | MW
0 | 0 | System | Generator | Build CT 2033 | Build CT | Firm Capacity | 1 | 2024-07-01 | 0 | MW
0 | 0 | System | Generator | Build CT 2033 | Build CT | Firm Capacity | 1 | 2024-10-01 | 0 | MW
Build CT 2033_Firm Capacity2025 | Build CT_Firm Capacity2025 | System | Generator | Build CT 2033 | Build CT | Firm Capacity | 1 | 2025-01-01 | 0 | MW
0 | 0 | System | Generator | Build CT 2033 | Build CT | Firm Capacity | 1 | 2025-04-01 | 0 | MW
0 | 0 | System | Generator | Build CT 2033 | Build CT | Firm Capacity | 1 | 2025-07-01 | 0 | MW
0 | 0 | System | Generator | Build CT 2033 | Build CT | Firm Capacity | 1 | 2025-10-01 | 0 | MW
Build CT 2033_Firm Capacity2026 | Build CT_Firm Capacity2026 | System | Generator | Build CT 2033 | Build CT | Firm Capacity | 1 | 2026-01-01 | 0 | MW
0 | 0 | System | Generator | Build CT 2033 | Build CT | Firm Capacity | 1 | 2026-04-01 | 0 | MW
0 | 0 | System | Generator | Build CT 2033 | Build CT | Firm Capacity | 1 | 2026-07-01 | 0 | MW
0 | 0 | System | Generator | Build CT 2033 | Build CT | Firm Capacity | 1 | 2026-10-01 | 0 | MW
Build CT 2033_Firm Capacity2027 | Build CT_Firm Capacity2027 | System | Generator | Build CT 2033 | Build CT | Firm Capacity | 1 | 2027-01-01 | 0 | MW
0 | 0 | System | Generator | Build CT 2033 | Build CT | Firm Capacity | 1 | 2027-04-01 | 0 | MW
0 | 0 | System | Generator | Build CT 2033 | Build CT | Firm Capacity | 1 | 2027-07-01 | 0 | MW
0 | 0 | System | Generator | Build CT 2033 | Build CT | Firm Capacity | 1 | 2027-10-01 | 0 | MW
Build CT 2033_Firm Capacity2028 | Build CT_Firm Capacity2028 | System | Generator | Build CT 2033 | Build CT | Firm Capacity | 1 | 2028-01-01 | 0 | MW
0 | 0 | System | Generator | Build CT 2033 | Build CT | Firm Capacity | 1 | 2028-04-01 | 0 | MW
0 | 0 | System | Generator | Build CT 2033 | Build CT | Firm Capacity | 1 | 2028-07-01 | 0 | MW
0 | 0 | System | Generator | Build CT 2033 | Build CT | Firm Capacity | 1 | 2028-10-01 | 0 | MW
Build CT 2033_Firm Capacity2029 | Build CT_Firm Capacity2029 | System | Generator | Build CT 2033 | Build CT | Firm Capacity | 1 | 2029-01-01 | 0 | MW
0 | 0 | System | Generator | Build CT 2033 | Build CT | Firm Capacity | 1 | 2029-04-01 | 0 | MW
0 | 0 | System | Generator | Build CT 2033 | Build CT | Firm Capacity | 1 | 2029-07-01 | 0 | MW
0 | 0 | System | Generator | Build CT 2033 | Build CT | Firm Capacity | 1 | 2029-10-01 | 0 | MW
Build CT 2033_Firm Capacity2030 | Build CT_Firm Capacity2030 | System | Generator | Build CT 2033 | Build CT | Firm Capacity | 1 | 2030-01-01 | 0 | MW
0 | 0 | System | Generator | Build CT 2033 | Build CT | Firm Capacity | 1 | 2030-04-01 | 0 | MW
0 | 0 | System | Generator | Build CT 2033 | Build CT | Firm Capacity | 1 | 2030-07-01 | 0 | MW
0 | 0 | System | Generator | Build CT 2033 | Build CT | Firm Capacity | 1 | 2030-10-01 | 0 | MW
Build CT 2033_Firm Capacity2031 | Build CT_Firm Capacity2031 | System | Generator | Build CT 2033 | Build CT | Firm Capacity | 1 | 2031-01-01 | 0 | MW
0 | 0 | System | Generator | Build CT 2033 | Build CT | Firm Capacity | 1 | 2031-04-01 | 0 | MW
0 | 0 | System | Generator | Build CT 2033 | Build CT | Firm Capacity | 1 | 2031-07-01 | 0 | MW
0 | 0 | System | Generator | Build CT 2033 | Build CT | Firm Capacity | 1 | 2031-10-01 | 0 | MW
Build CT 2033_Firm Capacity2032 | Build CT_Firm Capacity2032 | System | Generator | Build CT 2033 | Build CT | Firm Capacity | 1 | 2032-01-01 | 0 | MW
0 | 0 | System | Generator | Build CT 2033 | Build CT | Firm Capacity | 1 | 2032-04-01 | 0 | MW
0 | 0 | System | Generator | Build CT 2033 | Build CT | Firm Capacity | 1 | 2032-07-01 | 0 | MW
0 | 0 | System | Generator | Build CT 2033 | Build CT | Firm Capacity | 1 | 2032-10-01 | 0 | MW
Build CT 2033_Firm Capacity2033 | Build CT_Firm Capacity2033 | System | Generator | Build CT 2033 | Build CT | Firm Capacity | 1 | 2033-01-01 | 0 | MW
0 | 0 | System | Generator | Build CT 2033 | Build CT | Firm Capacity | 1 | 2033-04-01 | 0 | MW
0 | 0 | System | Generator | Build CT 2033 | Build CT | Firm Capacity | 1 | 2033-07-01 | 0 | MW
0 | 0 | System | Generator | Build CT 2033 | Build CT | Firm Capacity | 1 | 2033-10-01 | 0 | MW
Build CT 2033_Firm Capacity2034 | Build CT_Firm Capacity2034 | System | Generator | Build CT 2033 | Build CT | Firm Capacity | 1 | 2034-01-01 | 0 | MW
0 | 0 | System | Generator | Build CT 2033 | Build CT | Firm Capacity | 1 | 2034-04-01 | 0 | MW
0 | 0 | System | Generator | Build CT 2033 | Build CT | Firm Capacity | 1 | 2034-07-01 | 0 | MW
0 | 0 | System | Generator | Build CT 2033 | Build CT | Firm Capacity | 1 | 2034-10-01 | 0 | MW
Build CT 2033_Firm Capacity2035 | Build CT_Firm Capacity2035 | System | Generator | Build CT 2033 | Build CT | Firm Capacity | 1 | 2035-01-01 | 0 | MW
0 | 0 | System | Generator | Build CT 2033 | Build CT | Firm Capacity | 1 | 2035-04-01 | 0 | MW
0 | 0 | System | Generator | Build CT 2033 | Build CT | Firm Capacity | 1 | 2035-07-01 | 0 | MW
0 | 0 | System | Generator | Build CT 2033 | Build CT | Firm Capacity | 1 | 2035-10-01 | 0 | MW
Build CT 2033_Firm Capacity2036 | Build CT_Firm Capacity2036 | System | Generator | Build CT 2033 | Build CT | Firm Capacity | 1 | 2036-01-01 | 0 | MW
0 | 0 | System | Generator | Build CT 2033 | Build CT | Firm Capacity | 1 | 2036-04-01 | 0 | MW
0 | 0 | System | Generator | Build CT 2033 | Build CT | Firm Capacity | 1 | 2036-07-01 | 0 | MW
0 | 0 | System | Generator | Build CT 2033 | Build CT | Firm Capacity | 1 | 2036-10-01 | 0 | MW
Build CT 2033_Firm Capacity2037 | Build CT_Firm Capacity2037 | System | Generator | Build CT 2033 | Build CT | Firm Capacity | 1 | 2037-01-01 | 0 | MW
0 | 0 | System | Generator | Build CT 2033 | Build CT | Firm Capacity | 1 | 2037-04-01 | 0 | MW
0 | 0 | System | Generator | Build CT 2033 | Build CT | Firm Capacity | 1 | 2037-07-01 | 0 | MW
0 | 0 | System | Generator | Build CT 2033 | Build CT | Firm Capacity | 1 | 2037-10-01 | 0 | MW
Build CT 2033_Firm Capacity2038 | Build CT_Firm Capacity2038 | System | Generator | Build CT 2033 | Build CT | Firm Capacity | 1 | 2038-01-01 | 0 | MW
0 | 0 | System | Generator | Build CT 2033 | Build CT | Firm Capacity | 1 | 2038-04-01 | 0 | MW
0 | 0 | System | Generator | Build CT 2033 | Build CT | Firm Capacity | 1 | 2038-07-01 | 0 | MW
0 | 0 | System | Generator | Build CT 2033 | Build CT | Firm Capacity | 1 | 2038-10-01 | 0 | MW
Build CT 2033_Firm Capacity2039 | Build CT_Firm Capacity2039 | System | Generator | Build CT 2033 | Build CT | Firm Capacity | 1 | 2039-01-01 | 0 | MW
0 | 0 | System | Generator | Build CT 2033 | Build CT | Firm Capacity | 1 | 2039-04-01 | 0 | MW
0 | 0 | System | Generator | Build CT 2033 | Build CT | Firm Capacity | 1 | 2039-07-01 | 0 | MW
0 | 0 | System | Generator | Build CT 2033 | Build CT | Firm Capacity | 1 | 2039-10-01 | 0 | MW
Build CT 2033_Firm Capacity2040 | Build CT_Firm Capacity2040 | System | Generator | Build CT 2033 | Build CT | Firm Capacity | 1 | 2040-01-01 | 0 | MW
0 | 0 | System | Generator | Build CT 2033 | Build CT | Firm Capacity | 1 | 2040-04-01 | 0 | MW
0 | 0 | System | Generator | Build CT 2033 | Build CT | Firm Capacity | 1 | 2040-07-01 | 0 | MW
0 | 0 | System | Generator | Build CT 2033 | Build CT | Firm Capacity | 1 | 2040-10-01 | 0 | MW
Build CT 2033_Firm Capacity2041 | Build CT_Firm Capacity2041 | System | Generator | Build CT 2033 | Build CT | Firm Capacity | 1 | 2041-01-01 | 0 | MW
0 | 0 | System | Generator | Build CT 2033 | Build CT | Firm Capacity | 1 | 2041-04-01 | 0 | MW
0 | 0 | System | Generator | Build CT 2033 | Build CT | Firm Capacity | 1 | 2041-07-01 | 0 | MW
0 | 0 | System | Generator | Build CT 2033 | Build CT | Firm Capacity | 1 | 2041-10-01 | 0 | MW
Build CT 2033_Firm Capacity2042 | Build CT_Firm Capacity2042 | System | Generator | Build CT 2033 | Build CT | Firm Capacity | 1 | 2042-01-01 | 0 | MW
0 | 0 | System | Generator | Build CT 2033 | Build CT | Firm Capacity | 1 | 2042-04-01 | 0 | MW
0 | 0 | System | Generator | Build CT 2033 | Build CT | Firm Capacity | 1 | 2042-07-01 | 0 | MW
0 | 0 | System | Generator | Build CT 2033 | Build CT | Firm Capacity | 1 | 2042-10-01 | 0 | MW
Build CT 2033_Firm Capacity2043 | Build CT_Firm Capacity2043 | System | Generator | Build CT 2033 | Build CT | Firm Capacity | 1 | 2043-01-01 | 0 | MW
0 | 0 | System | Generator | Build CT 2033 | Build CT | Firm Capacity | 1 | 2043-04-01 | 0 | MW
0 | 0 | System | Generator | Build CT 2033 | Build CT | Firm Capacity | 1 | 2043-07-01 | 0 | MW
0 | 0 | System | Generator | Build CT 2033 | Build CT | Firm Capacity | 1 | 2043-10-01 | 0 | MW
Build CT 2034_Firm Capacity2024 | Build CT_Firm Capacity2024 | System | Generator | Build CT 2034 | Build CT | Firm Capacity | 1 | 2024-01-01 | 0 | MW
0 | 0 | System | Generator | Build CT 2034 | Build CT | Firm Capacity | 1 | 2024-04-01 | 0 | MW
0 | 0 | System | Generator | Build CT 2034 | Build CT | Firm Capacity | 1 | 2024-07-01 | 0 | MW
0 | 0 | System | Generator | Build CT 2034 | Build CT | Firm Capacity | 1 | 2024-10-01 | 0 | MW
Build CT 2034_Firm Capacity2025 | Build CT_Firm Capacity2025 | System | Generator | Build CT 2034 | Build CT | Firm Capacity | 1 | 2025-01-01 | 0 | MW
0 | 0 | System | Generator | Build CT 2034 | Build CT | Firm Capacity | 1 | 2025-04-01 | 0 | MW
0 | 0 | System | Generator | Build CT 2034 | Build CT | Firm Capacity | 1 | 2025-07-01 | 0 | MW
0 | 0 | System | Generator | Build CT 2034 | Build CT | Firm Capacity | 1 | 2025-10-01 | 0 | MW
Build CT 2034_Firm Capacity2026 | Build CT_Firm Capacity2026 | System | Generator | Build CT 2034 | Build CT | Firm Capacity | 1 | 2026-01-01 | 0 | MW
0 | 0 | System | Generator | Build CT 2034 | Build CT | Firm Capacity | 1 | 2026-04-01 | 0 | MW
0 | 0 | System | Generator | Build CT 2034 | Build CT | Firm Capacity | 1 | 2026-07-01 | 0 | MW
0 | 0 | System | Generator | Build CT 2034 | Build CT | Firm Capacity | 1 | 2026-10-01 | 0 | MW
Build CT 2034_Firm Capacity2027 | Build CT_Firm Capacity2027 | System | Generator | Build CT 2034 | Build CT | Firm Capacity | 1 | 2027-01-01 | 0 | MW
0 | 0 | System | Generator | Build CT 2034 | Build CT | Firm Capacity | 1 | 2027-04-01 | 0 | MW
0 | 0 | System | Generator | Build CT 2034 | Build CT | Firm Capacity | 1 | 2027-07-01 | 0 | MW
0 | 0 | System | Generator | Build CT 2034 | Build CT | Firm Capacity | 1 | 2027-10-01 | 0 | MW
Build CT 2034_Firm Capacity2028 | Build CT_Firm Capacity2028 | System | Generator | Build CT 2034 | Build CT | Firm Capacity | 1 | 2028-01-01 | 0 | MW
0 | 0 | System | Generator | Build CT 2034 | Build CT | Firm Capacity | 1 | 2028-04-01 | 0 | MW
0 | 0 | System | Generator | Build CT 2034 | Build CT | Firm Capacity | 1 | 2028-07-01 | 0 | MW
0 | 0 | System | Generator | Build CT 2034 | Build CT | Firm Capacity | 1 | 2028-10-01 | 0 | MW
Build CT 2034_Firm Capacity2029 | Build CT_Firm Capacity2029 | System | Generator | Build CT 2034 | Build CT | Firm Capacity | 1 | 2029-01-01 | 0 | MW
0 | 0 | System | Generator | Build CT 2034 | Build CT | Firm Capacity | 1 | 2029-04-01 | 0 | MW
0 | 0 | System | Generator | Build CT 2034 | Build CT | Firm Capacity | 1 | 2029-07-01 | 0 | MW
0 | 0 | System | Generator | Build CT 2034 | Build CT | Firm Capacity | 1 | 2029-10-01 | 0 | MW
Build CT 2034_Firm Capacity2030 | Build CT_Firm Capacity2030 | System | Generator | Build CT 2034 | Build CT | Firm Capacity | 1 | 2030-01-01 | 0 | MW
0 | 0 | System | Generator | Build CT 2034 | Build CT | Firm Capacity | 1 | 2030-04-01 | 0 | MW
0 | 0 | System | Generator | Build CT 2034 | Build CT | Firm Capacity | 1 | 2030-07-01 | 0 | MW
0 | 0 | System | Generator | Build CT 2034 | Build CT | Firm Capacity | 1 | 2030-10-01 | 0 | MW
Build CT 2034_Firm Capacity2031 | Build CT_Firm Capacity2031 | System | Generator | Build CT 2034 | Build CT | Firm Capacity | 1 | 2031-01-01 | 0 | MW
0 | 0 | System | Generator | Build CT 2034 | Build CT | Firm Capacity | 1 | 2031-04-01 | 0 | MW
0 | 0 | System | Generator | Build CT 2034 | Build CT | Firm Capacity | 1 | 2031-07-01 | 0 | MW
0 | 0 | System | Generator | Build CT 2034 | Build CT | Firm Capacity | 1 | 2031-10-01 | 0 | MW
Build CT 2034_Firm Capacity2032 | Build CT_Firm Capacity2032 | System | Generator | Build CT 2034 | Build CT | Firm Capacity | 1 | 2032-01-01 | 0 | MW
0 | 0 | System | Generator | Build CT 2034 | Build CT | Firm Capacity | 1 | 2032-04-01 | 0 | MW
0 | 0 | System | Generator | Build CT 2034 | Build CT | Firm Capacity | 1 | 2032-07-01 | 0 | MW
0 | 0 | System | Generator | Build CT 2034 | Build CT | Firm Capacity | 1 | 2032-10-01 | 0 | MW
Build CT 2034_Firm Capacity2033 | Build CT_Firm Capacity2033 | System | Generator | Build CT 2034 | Build CT | Firm Capacity | 1 | 2033-01-01 | 0 | MW
0 | 0 | System | Generator | Build CT 2034 | Build CT | Firm Capacity | 1 | 2033-04-01 | 0 | MW
0 | 0 | System | Generator | Build CT 2034 | Build CT | Firm Capacity | 1 | 2033-07-01 | 0 | MW
0 | 0 | System | Generator | Build CT 2034 | Build CT | Firm Capacity | 1 | 2033-10-01 | 0 | MW
Build CT 2034_Firm Capacity2034 | Build CT_Firm Capacity2034 | System | Generator | Build CT 2034 | Build CT | Firm Capacity | 1 | 2034-01-01 | 0 | MW
0 | 0 | System | Generator | Build CT 2034 | Build CT | Firm Capacity | 1 | 2034-04-01 | 0 | MW
0 | 0 | System | Generator | Build CT 2034 | Build CT | Firm Capacity | 1 | 2034-07-01 | 0 | MW
0 | 0 | System | Generator | Build CT 2034 | Build CT | Firm Capacity | 1 | 2034-10-01 | 0 | MW
Build CT 2034_Firm Capacity2035 | Build CT_Firm Capacity2035 | System | Generator | Build CT 2034 | Build CT | Firm Capacity | 1 | 2035-01-01 | 0 | MW
0 | 0 | System | Generator | Build CT 2034 | Build CT | Firm Capacity | 1 | 2035-04-01 | 0 | MW
0 | 0 | System | Generator | Build CT 2034 | Build CT | Firm Capacity | 1 | 2035-07-01 | 0 | MW
0 | 0 | System | Generator | Build CT 2034 | Build CT | Firm Capacity | 1 | 2035-10-01 | 0 | MW
Build CT 2034_Firm Capacity2036 | Build CT_Firm Capacity2036 | System | Generator | Build CT 2034 | Build CT | Firm Capacity | 1 | 2036-01-01 | 0 | MW
0 | 0 | System | Generator | Build CT 2034 | Build CT | Firm Capacity | 1 | 2036-04-01 | 0 | MW
0 | 0 | System | Generator | Build CT 2034 | Build CT | Firm Capacity | 1 | 2036-07-01 | 0 | MW
0 | 0 | System | Generator | Build CT 2034 | Build CT | Firm Capacity | 1 | 2036-10-01 | 0 | MW
Build CT 2034_Firm Capacity2037 | Build CT_Firm Capacity2037 | System | Generator | Build CT 2034 | Build CT | Firm Capacity | 1 | 2037-01-01 | 0 | MW
0 | 0 | System | Generator | Build CT 2034 | Build CT | Firm Capacity | 1 | 2037-04-01 | 0 | MW
0 | 0 | System | Generator | Build CT 2034 | Build CT | Firm Capacity | 1 | 2037-07-01 | 0 | MW
0 | 0 | System | Generator | Build CT 2034 | Build CT | Firm Capacity | 1 | 2037-10-01 | 0 | MW
Build CT 2034_Firm Capacity2038 | Build CT_Firm Capacity2038 | System | Generator | Build CT 2034 | Build CT | Firm Capacity | 1 | 2038-01-01 | 0 | MW
0 | 0 | System | Generator | Build CT 2034 | Build CT | Firm Capacity | 1 | 2038-04-01 | 0 | MW
0 | 0 | System | Generator | Build CT 2034 | Build CT | Firm Capacity | 1 | 2038-07-01 | 0 | MW
0 | 0 | System | Generator | Build CT 2034 | Build CT | Firm Capacity | 1 | 2038-10-01 | 0 | MW
Build CT 2034_Firm Capacity2039 | Build CT_Firm Capacity2039 | System | Generator | Build CT 2034 | Build CT | Firm Capacity | 1 | 2039-01-01 | 0 | MW
0 | 0 | System | Generator | Build CT 2034 | Build CT | Firm Capacity | 1 | 2039-04-01 | 0 | MW
0 | 0 | System | Generator | Build CT 2034 | Build CT | Firm Capacity | 1 | 2039-07-01 | 0 | MW
0 | 0 | System | Generator | Build CT 2034 | Build CT | Firm Capacity | 1 | 2039-10-01 | 0 | MW
Build CT 2034_Firm Capacity2040 | Build CT_Firm Capacity2040 | System | Generator | Build CT 2034 | Build CT | Firm Capacity | 1 | 2040-01-01 | 0 | MW
0 | 0 | System | Generator | Build CT 2034 | Build CT | Firm Capacity | 1 | 2040-04-01 | 0 | MW
0 | 0 | System | Generator | Build CT 2034 | Build CT | Firm Capacity | 1 | 2040-07-01 | 0 | MW
0 | 0 | System | Generator | Build CT 2034 | Build CT | Firm Capacity | 1 | 2040-10-01 | 0 | MW
Build CT 2034_Firm Capacity2041 | Build CT_Firm Capacity2041 | System | Generator | Build CT 2034 | Build CT | Firm Capacity | 1 | 2041-01-01 | 0 | MW
0 | 0 | System | Generator | Build CT 2034 | Build CT | Firm Capacity | 1 | 2041-04-01 | 0 | MW
0 | 0 | System | Generator | Build CT 2034 | Build CT | Firm Capacity | 1 | 2041-07-01 | 0 | MW
0 | 0 | System | Generator | Build CT 2034 | Build CT | Firm Capacity | 1 | 2041-10-01 | 0 | MW
Build CT 2034_Firm Capacity2042 | Build CT_Firm Capacity2042 | System | Generator | Build CT 2034 | Build CT | Firm Capacity | 1 | 2042-01-01 | 0 | MW
0 | 0 | System | Generator | Build CT 2034 | Build CT | Firm Capacity | 1 | 2042-04-01 | 0 | MW
0 | 0 | System | Generator | Build CT 2034 | Build CT | Firm Capacity | 1 | 2042-07-01 | 0 | MW
0 | 0 | System | Generator | Build CT 2034 | Build CT | Firm Capacity | 1 | 2042-10-01 | 0 | MW
Build CT 2034_Firm Capacity2043 | Build CT_Firm Capacity2043 | System | Generator | Build CT 2034 | Build CT | Firm Capacity | 1 | 2043-01-01 | 0 | MW
0 | 0 | System | Generator | Build CT 2034 | Build CT | Firm Capacity | 1 | 2043-04-01 | 0 | MW
0 | 0 | System | Generator | Build CT 2034 | Build CT | Firm Capacity | 1 | 2043-07-01 | 0 | MW
0 | 0 | System | Generator | Build CT 2034 | Build CT | Firm Capacity | 1 | 2043-10-01 | 0 | MW
Build CT 2035_Firm Capacity2024 | Build CT_Firm Capacity2024 | System | Generator | Build CT 2035 | Build CT | Firm Capacity | 1 | 2024-01-01 | 0 | MW
0 | 0 | System | Generator | Build CT 2035 | Build CT | Firm Capacity | 1 | 2024-04-01 | 0 | MW
0 | 0 | System | Generator | Build CT 2035 | Build CT | Firm Capacity | 1 | 2024-07-01 | 0 | MW
0 | 0 | System | Generator | Build CT 2035 | Build CT | Firm Capacity | 1 | 2024-10-01 | 0 | MW
Build CT 2035_Firm Capacity2025 | Build CT_Firm Capacity2025 | System | Generator | Build CT 2035 | Build CT | Firm Capacity | 1 | 2025-01-01 | 0 | MW
0 | 0 | System | Generator | Build CT 2035 | Build CT | Firm Capacity | 1 | 2025-04-01 | 0 | MW
0 | 0 | System | Generator | Build CT 2035 | Build CT | Firm Capacity | 1 | 2025-07-01 | 0 | MW
0 | 0 | System | Generator | Build CT 2035 | Build CT | Firm Capacity | 1 | 2025-10-01 | 0 | MW
Build CT 2035_Firm Capacity2026 | Build CT_Firm Capacity2026 | System | Generator | Build CT 2035 | Build CT | Firm Capacity | 1 | 2026-01-01 | 0 | MW
0 | 0 | System | Generator | Build CT 2035 | Build CT | Firm Capacity | 1 | 2026-04-01 | 0 | MW
0 | 0 | System | Generator | Build CT 2035 | Build CT | Firm Capacity | 1 | 2026-07-01 | 0 | MW
0 | 0 | System | Generator | Build CT 2035 | Build CT | Firm Capacity | 1 | 2026-10-01 | 0 | MW
Build CT 2035_Firm Capacity2027 | Build CT_Firm Capacity2027 | System | Generator | Build CT 2035 | Build CT | Firm Capacity | 1 | 2027-01-01 | 0 | MW
0 | 0 | System | Generator | Build CT 2035 | Build CT | Firm Capacity | 1 | 2027-04-01 | 0 | MW
0 | 0 | System | Generator | Build CT 2035 | Build CT | Firm Capacity | 1 | 2027-07-01 | 0 | MW
0 | 0 | System | Generator | Build CT 2035 | Build CT | Firm Capacity | 1 | 2027-10-01 | 0 | MW
Build CT 2035_Firm Capacity2028 | Build CT_Firm Capacity2028 | System | Generator | Build CT 2035 | Build CT | Firm Capacity | 1 | 2028-01-01 | 0 | MW
0 | 0 | System | Generator | Build CT 2035 | Build CT | Firm Capacity | 1 | 2028-04-01 | 0 | MW
0 | 0 | System | Generator | Build CT 2035 | Build CT | Firm Capacity | 1 | 2028-07-01 | 0 | MW
0 | 0 | System | Generator | Build CT 2035 | Build CT | Firm Capacity | 1 | 2028-10-01 | 0 | MW
Build CT 2035_Firm Capacity2029 | Build CT_Firm Capacity2029 | System | Generator | Build CT 2035 | Build CT | Firm Capacity | 1 | 2029-01-01 | 0 | MW
0 | 0 | System | Generator | Build CT 2035 | Build CT | Firm Capacity | 1 | 2029-04-01 | 0 | MW
0 | 0 | System | Generator | Build CT 2035 | Build CT | Firm Capacity | 1 | 2029-07-01 | 0 | MW
0 | 0 | System | Generator | Build CT 2035 | Build CT | Firm Capacity | 1 | 2029-10-01 | 0 | MW
Build CT 2035_Firm Capacity2030 | Build CT_Firm Capacity2030 | System | Generator | Build CT 2035 | Build CT | Firm Capacity | 1 | 2030-01-01 | 0 | MW
0 | 0 | System | Generator | Build CT 2035 | Build CT | Firm Capacity | 1 | 2030-04-01 | 0 | MW
0 | 0 | System | Generator | Build CT 2035 | Build CT | Firm Capacity | 1 | 2030-07-01 | 0 | MW
0 | 0 | System | Generator | Build CT 2035 | Build CT | Firm Capacity | 1 | 2030-10-01 | 0 | MW
Build CT 2035_Firm Capacity2031 | Build CT_Firm Capacity2031 | System | Generator | Build CT 2035 | Build CT | Firm Capacity | 1 | 2031-01-01 | 0 | MW
0 | 0 | System | Generator | Build CT 2035 | Build CT | Firm Capacity | 1 | 2031-04-01 | 0 | MW
0 | 0 | System | Generator | Build CT 2035 | Build CT | Firm Capacity | 1 | 2031-07-01 | 0 | MW
0 | 0 | System | Generator | Build CT 2035 | Build CT | Firm Capacity | 1 | 2031-10-01 | 0 | MW
Build CT 2035_Firm Capacity2032 | Build CT_Firm Capacity2032 | System | Generator | Build CT 2035 | Build CT | Firm Capacity | 1 | 2032-01-01 | 0 | MW
0 | 0 | System | Generator | Build CT 2035 | Build CT | Firm Capacity | 1 | 2032-04-01 | 0 | MW
0 | 0 | System | Generator | Build CT 2035 | Build CT | Firm Capacity | 1 | 2032-07-01 | 0 | MW
0 | 0 | System | Generator | Build CT 2035 | Build CT | Firm Capacity | 1 | 2032-10-01 | 0 | MW
Build CT 2035_Firm Capacity2033 | Build CT_Firm Capacity2033 | System | Generator | Build CT 2035 | Build CT | Firm Capacity | 1 | 2033-01-01 | 0 | MW
0 | 0 | System | Generator | Build CT 2035 | Build CT | Firm Capacity | 1 | 2033-04-01 | 0 | MW
0 | 0 | System | Generator | Build CT 2035 | Build CT | Firm Capacity | 1 | 2033-07-01 | 0 | MW
0 | 0 | System | Generator | Build CT 2035 | Build CT | Firm Capacity | 1 | 2033-10-01 | 0 | MW
Build CT 2035_Firm Capacity2034 | Build CT_Firm Capacity2034 | System | Generator | Build CT 2035 | Build CT | Firm Capacity | 1 | 2034-01-01 | 0 | MW
0 | 0 | System | Generator | Build CT 2035 | Build CT | Firm Capacity | 1 | 2034-04-01 | 0 | MW
0 | 0 | System | Generator | Build CT 2035 | Build CT | Firm Capacity | 1 | 2034-07-01 | 0 | MW
0 | 0 | System | Generator | Build CT 2035 | Build CT | Firm Capacity | 1 | 2034-10-01 | 0 | MW
Build CT 2035_Firm Capacity2035 | Build CT_Firm Capacity2035 | System | Generator | Build CT 2035 | Build CT | Firm Capacity | 1 | 2035-01-01 | 0 | MW
0 | 0 | System | Generator | Build CT 2035 | Build CT | Firm Capacity | 1 | 2035-04-01 | 0 | MW
0 | 0 | System | Generator | Build CT 2035 | Build CT | Firm Capacity | 1 | 2035-07-01 | 0 | MW
0 | 0 | System | Generator | Build CT 2035 | Build CT | Firm Capacity | 1 | 2035-10-01 | 0 | MW
Build CT 2035_Firm Capacity2036 | Build CT_Firm Capacity2036 | System | Generator | Build CT 2035 | Build CT | Firm Capacity | 1 | 2036-01-01 | 0 | MW
0 | 0 | System | Generator | Build CT 2035 | Build CT | Firm Capacity | 1 | 2036-04-01 | 0 | MW
0 | 0 | System | Generator | Build CT 2035 | Build CT | Firm Capacity | 1 | 2036-07-01 | 0 | MW
0 | 0 | System | Generator | Build CT 2035 | Build CT | Firm Capacity | 1 | 2036-10-01 | 0 | MW
Build CT 2035_Firm Capacity2037 | Build CT_Firm Capacity2037 | System | Generator | Build CT 2035 | Build CT | Firm Capacity | 1 | 2037-01-01 | 0 | MW
0 | 0 | System | Generator | Build CT 2035 | Build CT | Firm Capacity | 1 | 2037-04-01 | 0 | MW
0 | 0 | System | Generator | Build CT 2035 | Build CT | Firm Capacity | 1 | 2037-07-01 | 0 | MW
0 | 0 | System | Generator | Build CT 2035 | Build CT | Firm Capacity | 1 | 2037-10-01 | 0 | MW
Build CT 2035_Firm Capacity2038 | Build CT_Firm Capacity2038 | System | Generator | Build CT 2035 | Build CT | Firm Capacity | 1 | 2038-01-01 | 0 | MW
0 | 0 | System | Generator | Build CT 2035 | Build CT | Firm Capacity | 1 | 2038-04-01 | 0 | MW
0 | 0 | System | Generator | Build CT 2035 | Build CT | Firm Capacity | 1 | 2038-07-01 | 0 | MW
0 | 0 | System | Generator | Build CT 2035 | Build CT | Firm Capacity | 1 | 2038-10-01 | 0 | MW
Build CT 2035_Firm Capacity2039 | Build CT_Firm Capacity2039 | System | Generator | Build CT 2035 | Build CT | Firm Capacity | 1 | 2039-01-01 | 0 | MW
0 | 0 | System | Generator | Build CT 2035 | Build CT | Firm Capacity | 1 | 2039-04-01 | 0 | MW
0 | 0 | System | Generator | Build CT 2035 | Build CT | Firm Capacity | 1 | 2039-07-01 | 0 | MW
0 | 0 | System | Generator | Build CT 2035 | Build CT | Firm Capacity | 1 | 2039-10-01 | 0 | MW
Build CT 2035_Firm Capacity2040 | Build CT_Firm Capacity2040 | System | Generator | Build CT 2035 | Build CT | Firm Capacity | 1 | 2040-01-01 | 0 | MW
0 | 0 | System | Generator | Build CT 2035 | Build CT | Firm Capacity | 1 | 2040-04-01 | 0 | MW
0 | 0 | System | Generator | Build CT 2035 | Build CT | Firm Capacity | 1 | 2040-07-01 | 0 | MW
0 | 0 | System | Generator | Build CT 2035 | Build CT | Firm Capacity | 1 | 2040-10-01 | 0 | MW
Build CT 2035_Firm Capacity2041 | Build CT_Firm Capacity2041 | System | Generator | Build CT 2035 | Build CT | Firm Capacity | 1 | 2041-01-01 | 0 | MW
0 | 0 | System | Generator | Build CT 2035 | Build CT | Firm Capacity | 1 | 2041-04-01 | 0 | MW
0 | 0 | System | Generator | Build CT 2035 | Build CT | Firm Capacity | 1 | 2041-07-01 | 0 | MW
0 | 0 | System | Generator | Build CT 2035 | Build CT | Firm Capacity | 1 | 2041-10-01 | 0 | MW
Build CT 2035_Firm Capacity2042 | Build CT_Firm Capacity2042 | System | Generator | Build CT 2035 | Build CT | Firm Capacity | 1 | 2042-01-01 | 0 | MW
0 | 0 | System | Generator | Build CT 2035 | Build CT | Firm Capacity | 1 | 2042-04-01 | 0 | MW
0 | 0 | System | Generator | Build CT 2035 | Build CT | Firm Capacity | 1 | 2042-07-01 | 0 | MW
0 | 0 | System | Generator | Build CT 2035 | Build CT | Firm Capacity | 1 | 2042-10-01 | 0 | MW
Build CT 2035_Firm Capacity2043 | Build CT_Firm Capacity2043 | System | Generator | Build CT 2035 | Build CT | Firm Capacity | 1 | 2043-01-01 | 0 | MW
0 | 0 | System | Generator | Build CT 2035 | Build CT | Firm Capacity | 1 | 2043-04-01 | 0 | MW
0 | 0 | System | Generator | Build CT 2035 | Build CT | Firm Capacity | 1 | 2043-07-01 | 0 | MW
0 | 0 | System | Generator | Build CT 2035 | Build CT | Firm Capacity | 1 | 2043-10-01 | 0 | MW
Build CT 2036_Firm Capacity2024 | Build CT_Firm Capacity2024 | System | Generator | Build CT 2036 | Build CT | Firm Capacity | 1 | 2024-01-01 | 0 | MW
0 | 0 | System | Generator | Build CT 2036 | Build CT | Firm Capacity | 1 | 2024-04-01 | 0 | MW
0 | 0 | System | Generator | Build CT 2036 | Build CT | Firm Capacity | 1 | 2024-07-01 | 0 | MW
0 | 0 | System | Generator | Build CT 2036 | Build CT | Firm Capacity | 1 | 2024-10-01 | 0 | MW
Build CT 2036_Firm Capacity2025 | Build CT_Firm Capacity2025 | System | Generator | Build CT 2036 | Build CT | Firm Capacity | 1 | 2025-01-01 | 0 | MW
0 | 0 | System | Generator | Build CT 2036 | Build CT | Firm Capacity | 1 | 2025-04-01 | 0 | MW
0 | 0 | System | Generator | Build CT 2036 | Build CT | Firm Capacity | 1 | 2025-07-01 | 0 | MW
0 | 0 | System | Generator | Build CT 2036 | Build CT | Firm Capacity | 1 | 2025-10-01 | 0 | MW
Build CT 2036_Firm Capacity2026 | Build CT_Firm Capacity2026 | System | Generator | Build CT 2036 | Build CT | Firm Capacity | 1 | 2026-01-01 | 0 | MW
0 | 0 | System | Generator | Build CT 2036 | Build CT | Firm Capacity | 1 | 2026-04-01 | 0 | MW
0 | 0 | System | Generator | Build CT 2036 | Build CT | Firm Capacity | 1 | 2026-07-01 | 0 | MW
0 | 0 | System | Generator | Build CT 2036 | Build CT | Firm Capacity | 1 | 2026-10-01 | 0 | MW
Build CT 2036_Firm Capacity2027 | Build CT_Firm Capacity2027 | System | Generator | Build CT 2036 | Build CT | Firm Capacity | 1 | 2027-01-01 | 0 | MW
0 | 0 | System | Generator | Build CT 2036 | Build CT | Firm Capacity | 1 | 2027-04-01 | 0 | MW
0 | 0 | System | Generator | Build CT 2036 | Build CT | Firm Capacity | 1 | 2027-07-01 | 0 | MW
0 | 0 | System | Generator | Build CT 2036 | Build CT | Firm Capacity | 1 | 2027-10-01 | 0 | MW
Build CT 2036_Firm Capacity2028 | Build CT_Firm Capacity2028 | System | Generator | Build CT 2036 | Build CT | Firm Capacity | 1 | 2028-01-01 | 0 | MW
0 | 0 | System | Generator | Build CT 2036 | Build CT | Firm Capacity | 1 | 2028-04-01 | 0 | MW
0 | 0 | System | Generator | Build CT 2036 | Build CT | Firm Capacity | 1 | 2028-07-01 | 0 | MW
0 | 0 | System | Generator | Build CT 2036 | Build CT | Firm Capacity | 1 | 2028-10-01 | 0 | MW
Build CT 2036_Firm Capacity2029 | Build CT_Firm Capacity2029 | System | Generator | Build CT 2036 | Build CT | Firm Capacity | 1 | 2029-01-01 | 0 | MW
0 | 0 | System | Generator | Build CT 2036 | Build CT | Firm Capacity | 1 | 2029-04-01 | 0 | MW
0 | 0 | System | Generator | Build CT 2036 | Build CT | Firm Capacity | 1 | 2029-07-01 | 0 | MW
0 | 0 | System | Generator | Build CT 2036 | Build CT | Firm Capacity | 1 | 2029-10-01 | 0 | MW
Build CT 2036_Firm Capacity2030 | Build CT_Firm Capacity2030 | System | Generator | Build CT 2036 | Build CT | Firm Capacity | 1 | 2030-01-01 | 0 | MW
0 | 0 | System | Generator | Build CT 2036 | Build CT | Firm Capacity | 1 | 2030-04-01 | 0 | MW
0 | 0 | System | Generator | Build CT 2036 | Build CT | Firm Capacity | 1 | 2030-07-01 | 0 | MW
0 | 0 | System | Generator | Build CT 2036 | Build CT | Firm Capacity | 1 | 2030-10-01 | 0 | MW
Build CT 2036_Firm Capacity2031 | Build CT_Firm Capacity2031 | System | Generator | Build CT 2036 | Build CT | Firm Capacity | 1 | 2031-01-01 | 0 | MW
0 | 0 | System | Generator | Build CT 2036 | Build CT | Firm Capacity | 1 | 2031-04-01 | 0 | MW
0 | 0 | System | Generator | Build CT 2036 | Build CT | Firm Capacity | 1 | 2031-07-01 | 0 | MW
0 | 0 | System | Generator | Build CT 2036 | Build CT | Firm Capacity | 1 | 2031-10-01 | 0 | MW
Build CT 2036_Firm Capacity2032 | Build CT_Firm Capacity2032 | System | Generator | Build CT 2036 | Build CT | Firm Capacity | 1 | 2032-01-01 | 0 | MW
0 | 0 | System | Generator | Build CT 2036 | Build CT | Firm Capacity | 1 | 2032-04-01 | 0 | MW
0 | 0 | System | Generator | Build CT 2036 | Build CT | Firm Capacity | 1 | 2032-07-01 | 0 | MW
0 | 0 | System | Generator | Build CT 2036 | Build CT | Firm Capacity | 1 | 2032-10-01 | 0 | MW
Build CT 2036_Firm Capacity2033 | Build CT_Firm Capacity2033 | System | Generator | Build CT 2036 | Build CT | Firm Capacity | 1 | 2033-01-01 | 0 | MW
0 | 0 | System | Generator | Build CT 2036 | Build CT | Firm Capacity | 1 | 2033-04-01 | 0 | MW
0 | 0 | System | Generator | Build CT 2036 | Build CT | Firm Capacity | 1 | 2033-07-01 | 0 | MW
0 | 0 | System | Generator | Build CT 2036 | Build CT | Firm Capacity | 1 | 2033-10-01 | 0 | MW
Build CT 2036_Firm Capacity2034 | Build CT_Firm Capacity2034 | System | Generator | Build CT 2036 | Build CT | Firm Capacity | 1 | 2034-01-01 | 0 | MW
0 | 0 | System | Generator | Build CT 2036 | Build CT | Firm Capacity | 1 | 2034-04-01 | 0 | MW
0 | 0 | System | Generator | Build CT 2036 | Build CT | Firm Capacity | 1 | 2034-07-01 | 0 | MW
0 | 0 | System | Generator | Build CT 2036 | Build CT | Firm Capacity | 1 | 2034-10-01 | 0 | MW
Build CT 2036_Firm Capacity2035 | Build CT_Firm Capacity2035 | System | Generator | Build CT 2036 | Build CT | Firm Capacity | 1 | 2035-01-01 | 0 | MW
0 | 0 | System | Generator | Build CT 2036 | Build CT | Firm Capacity | 1 | 2035-04-01 | 0 | MW
0 | 0 | System | Generator | Build CT 2036 | Build CT | Firm Capacity | 1 | 2035-07-01 | 0 | MW
0 | 0 | System | Generator | Build CT 2036 | Build CT | Firm Capacity | 1 | 2035-10-01 | 0 | MW
Build CT 2036_Firm Capacity2036 | Build CT_Firm Capacity2036 | System | Generator | Build CT 2036 | Build CT | Firm Capacity | 1 | 2036-01-01 | 0 | MW
0 | 0 | System | Generator | Build CT 2036 | Build CT | Firm Capacity | 1 | 2036-04-01 | 0 | MW
0 | 0 | System | Generator | Build CT 2036 | Build CT | Firm Capacity | 1 | 2036-07-01 | 0 | MW
0 | 0 | System | Generator | Build CT 2036 | Build CT | Firm Capacity | 1 | 2036-10-01 | 0 | MW
Build CT 2036_Firm Capacity2037 | Build CT_Firm Capacity2037 | System | Generator | Build CT 2036 | Build CT | Firm Capacity | 1 | 2037-01-01 | 0 | MW
0 | 0 | System | Generator | Build CT 2036 | Build CT | Firm Capacity | 1 | 2037-04-01 | 0 | MW
0 | 0 | System | Generator | Build CT 2036 | Build CT | Firm Capacity | 1 | 2037-07-01 | 0 | MW
0 | 0 | System | Generator | Build CT 2036 | Build CT | Firm Capacity | 1 | 2037-10-01 | 0 | MW
Build CT 2036_Firm Capacity2038 | Build CT_Firm Capacity2038 | System | Generator | Build CT 2036 | Build CT | Firm Capacity | 1 | 2038-01-01 | 0 | MW
0 | 0 | System | Generator | Build CT 2036 | Build CT | Firm Capacity | 1 | 2038-04-01 | 0 | MW
0 | 0 | System | Generator | Build CT 2036 | Build CT | Firm Capacity | 1 | 2038-07-01 | 0 | MW
0 | 0 | System | Generator | Build CT 2036 | Build CT | Firm Capacity | 1 | 2038-10-01 | 0 | MW
Build CT 2036_Firm Capacity2039 | Build CT_Firm Capacity2039 | System | Generator | Build CT 2036 | Build CT | Firm Capacity | 1 | 2039-01-01 | 0 | MW
0 | 0 | System | Generator | Build CT 2036 | Build CT | Firm Capacity | 1 | 2039-04-01 | 0 | MW
0 | 0 | System | Generator | Build CT 2036 | Build CT | Firm Capacity | 1 | 2039-07-01 | 0 | MW
0 | 0 | System | Generator | Build CT 2036 | Build CT | Firm Capacity | 1 | 2039-10-01 | 0 | MW
Build CT 2036_Firm Capacity2040 | Build CT_Firm Capacity2040 | System | Generator | Build CT 2036 | Build CT | Firm Capacity | 1 | 2040-01-01 | 0 | MW
0 | 0 | System | Generator | Build CT 2036 | Build CT | Firm Capacity | 1 | 2040-04-01 | 0 | MW
0 | 0 | System | Generator | Build CT 2036 | Build CT | Firm Capacity | 1 | 2040-07-01 | 0 | MW
0 | 0 | System | Generator | Build CT 2036 | Build CT | Firm Capacity | 1 | 2040-10-01 | 0 | MW
Build CT 2036_Firm Capacity2041 | Build CT_Firm Capacity2041 | System | Generator | Build CT 2036 | Build CT | Firm Capacity | 1 | 2041-01-01 | 0 | MW
0 | 0 | System | Generator | Build CT 2036 | Build CT | Firm Capacity | 1 | 2041-04-01 | 0 | MW
0 | 0 | System | Generator | Build CT 2036 | Build CT | Firm Capacity | 1 | 2041-07-01 | 0 | MW
0 | 0 | System | Generator | Build CT 2036 | Build CT | Firm Capacity | 1 | 2041-10-01 | 0 | MW
Build CT 2036_Firm Capacity2042 | Build CT_Firm Capacity2042 | System | Generator | Build CT 2036 | Build CT | Firm Capacity | 1 | 2042-01-01 | 0 | MW
0 | 0 | System | Generator | Build CT 2036 | Build CT | Firm Capacity | 1 | 2042-04-01 | 0 | MW
0 | 0 | System | Generator | Build CT 2036 | Build CT | Firm Capacity | 1 | 2042-07-01 | 0 | MW
0 | 0 | System | Generator | Build CT 2036 | Build CT | Firm Capacity | 1 | 2042-10-01 | 0 | MW
Build CT 2036_Firm Capacity2043 | Build CT_Firm Capacity2043 | System | Generator | Build CT 2036 | Build CT | Firm Capacity | 1 | 2043-01-01 | 0 | MW
0 | 0 | System | Generator | Build CT 2036 | Build CT | Firm Capacity | 1 | 2043-04-01 | 0 | MW
0 | 0 | System | Generator | Build CT 2036 | Build CT | Firm Capacity | 1 | 2043-07-01 | 0 | MW
0 | 0 | System | Generator | Build CT 2036 | Build CT | Firm Capacity | 1 | 2043-10-01 | 0 | MW
Build CT 2037_Firm Capacity2024 | Build CT_Firm Capacity2024 | System | Generator | Build CT 2037 | Build CT | Firm Capacity | 1 | 2024-01-01 | 0 | MW
0 | 0 | System | Generator | Build CT 2037 | Build CT | Firm Capacity | 1 | 2024-04-01 | 0 | MW
0 | 0 | System | Generator | Build CT 2037 | Build CT | Firm Capacity | 1 | 2024-07-01 | 0 | MW
0 | 0 | System | Generator | Build CT 2037 | Build CT | Firm Capacity | 1 | 2024-10-01 | 0 | MW
Build CT 2037_Firm Capacity2025 | Build CT_Firm Capacity2025 | System | Generator | Build CT 2037 | Build CT | Firm Capacity | 1 | 2025-01-01 | 0 | MW
0 | 0 | System | Generator | Build CT 2037 | Build CT | Firm Capacity | 1 | 2025-04-01 | 0 | MW
0 | 0 | System | Generator | Build CT 2037 | Build CT | Firm Capacity | 1 | 2025-07-01 | 0 | MW
0 | 0 | System | Generator | Build CT 2037 | Build CT | Firm Capacity | 1 | 2025-10-01 | 0 | MW
Build CT 2037_Firm Capacity2026 | Build CT_Firm Capacity2026 | System | Generator | Build CT 2037 | Build CT | Firm Capacity | 1 | 2026-01-01 | 0 | MW
0 | 0 | System | Generator | Build CT 2037 | Build CT | Firm Capacity | 1 | 2026-04-01 | 0 | MW
0 | 0 | System | Generator | Build CT 2037 | Build CT | Firm Capacity | 1 | 2026-07-01 | 0 | MW
0 | 0 | System | Generator | Build CT 2037 | Build CT | Firm Capacity | 1 | 2026-10-01 | 0 | MW
Build CT 2037_Firm Capacity2027 | Build CT_Firm Capacity2027 | System | Generator | Build CT 2037 | Build CT | Firm Capacity | 1 | 2027-01-01 | 0 | MW
0 | 0 | System | Generator | Build CT 2037 | Build CT | Firm Capacity | 1 | 2027-04-01 | 0 | MW
0 | 0 | System | Generator | Build CT 2037 | Build CT | Firm Capacity | 1 | 2027-07-01 | 0 | MW
0 | 0 | System | Generator | Build CT 2037 | Build CT | Firm Capacity | 1 | 2027-10-01 | 0 | MW
Build CT 2037_Firm Capacity2028 | Build CT_Firm Capacity2028 | System | Generator | Build CT 2037 | Build CT | Firm Capacity | 1 | 2028-01-01 | 0 | MW
0 | 0 | System | Generator | Build CT 2037 | Build CT | Firm Capacity | 1 | 2028-04-01 | 0 | MW
0 | 0 | System | Generator | Build CT 2037 | Build CT | Firm Capacity | 1 | 2028-07-01 | 0 | MW
0 | 0 | System | Generator | Build CT 2037 | Build CT | Firm Capacity | 1 | 2028-10-01 | 0 | MW
Build CT 2037_Firm Capacity2029 | Build CT_Firm Capacity2029 | System | Generator | Build CT 2037 | Build CT | Firm Capacity | 1 | 2029-01-01 | 0 | MW
0 | 0 | System | Generator | Build CT 2037 | Build CT | Firm Capacity | 1 | 2029-04-01 | 0 | MW
0 | 0 | System | Generator | Build CT 2037 | Build CT | Firm Capacity | 1 | 2029-07-01 | 0 | MW
0 | 0 | System | Generator | Build CT 2037 | Build CT | Firm Capacity | 1 | 2029-10-01 | 0 | MW
Build CT 2037_Firm Capacity2030 | Build CT_Firm Capacity2030 | System | Generator | Build CT 2037 | Build CT | Firm Capacity | 1 | 2030-01-01 | 0 | MW
0 | 0 | System | Generator | Build CT 2037 | Build CT | Firm Capacity | 1 | 2030-04-01 | 0 | MW
0 | 0 | System | Generator | Build CT 2037 | Build CT | Firm Capacity | 1 | 2030-07-01 | 0 | MW
0 | 0 | System | Generator | Build CT 2037 | Build CT | Firm Capacity | 1 | 2030-10-01 | 0 | MW
Build CT 2037_Firm Capacity2031 | Build CT_Firm Capacity2031 | System | Generator | Build CT 2037 | Build CT | Firm Capacity | 1 | 2031-01-01 | 0 | MW
0 | 0 | System | Generator | Build CT 2037 | Build CT | Firm Capacity | 1 | 2031-04-01 | 0 | MW
0 | 0 | System | Generator | Build CT 2037 | Build CT | Firm Capacity | 1 | 2031-07-01 | 0 | MW
0 | 0 | System | Generator | Build CT 2037 | Build CT | Firm Capacity | 1 | 2031-10-01 | 0 | MW
Build CT 2037_Firm Capacity2032 | Build CT_Firm Capacity2032 | System | Generator | Build CT 2037 | Build CT | Firm Capacity | 1 | 2032-01-01 | 0 | MW
0 | 0 | System | Generator | Build CT 2037 | Build CT | Firm Capacity | 1 | 2032-04-01 | 0 | MW
0 | 0 | System | Generator | Build CT 2037 | Build CT | Firm Capacity | 1 | 2032-07-01 | 0 | MW
0 | 0 | System | Generator | Build CT 2037 | Build CT | Firm Capacity | 1 | 2032-10-01 | 0 | MW
Build CT 2037_Firm Capacity2033 | Build CT_Firm Capacity2033 | System | Generator | Build CT 2037 | Build CT | Firm Capacity | 1 | 2033-01-01 | 0 | MW
0 | 0 | System | Generator | Build CT 2037 | Build CT | Firm Capacity | 1 | 2033-04-01 | 0 | MW
0 | 0 | System | Generator | Build CT 2037 | Build CT | Firm Capacity | 1 | 2033-07-01 | 0 | MW
0 | 0 | System | Generator | Build CT 2037 | Build CT | Firm Capacity | 1 | 2033-10-01 | 0 | MW
Build CT 2037_Firm Capacity2034 | Build CT_Firm Capacity2034 | System | Generator | Build CT 2037 | Build CT | Firm Capacity | 1 | 2034-01-01 | 0 | MW
0 | 0 | System | Generator | Build CT 2037 | Build CT | Firm Capacity | 1 | 2034-04-01 | 0 | MW
0 | 0 | System | Generator | Build CT 2037 | Build CT | Firm Capacity | 1 | 2034-07-01 | 0 | MW
0 | 0 | System | Generator | Build CT 2037 | Build CT | Firm Capacity | 1 | 2034-10-01 | 0 | MW
Build CT 2037_Firm Capacity2035 | Build CT_Firm Capacity2035 | System | Generator | Build CT 2037 | Build CT | Firm Capacity | 1 | 2035-01-01 | 0 | MW
0 | 0 | System | Generator | Build CT 2037 | Build CT | Firm Capacity | 1 | 2035-04-01 | 0 | MW
0 | 0 | System | Generator | Build CT 2037 | Build CT | Firm Capacity | 1 | 2035-07-01 | 0 | MW
0 | 0 | System | Generator | Build CT 2037 | Build CT | Firm Capacity | 1 | 2035-10-01 | 0 | MW
Build CT 2037_Firm Capacity2036 | Build CT_Firm Capacity2036 | System | Generator | Build CT 2037 | Build CT | Firm Capacity | 1 | 2036-01-01 | 0 | MW
0 | 0 | System | Generator | Build CT 2037 | Build CT | Firm Capacity | 1 | 2036-04-01 | 0 | MW
0 | 0 | System | Generator | Build CT 2037 | Build CT | Firm Capacity | 1 | 2036-07-01 | 0 | MW
0 | 0 | System | Generator | Build CT 2037 | Build CT | Firm Capacity | 1 | 2036-10-01 | 0 | MW
Build CT 2037_Firm Capacity2037 | Build CT_Firm Capacity2037 | System | Generator | Build CT 2037 | Build CT | Firm Capacity | 1 | 2037-01-01 | 0 | MW
0 | 0 | System | Generator | Build CT 2037 | Build CT | Firm Capacity | 1 | 2037-04-01 | 0 | MW
0 | 0 | System | Generator | Build CT 2037 | Build CT | Firm Capacity | 1 | 2037-07-01 | 0 | MW
0 | 0 | System | Generator | Build CT 2037 | Build CT | Firm Capacity | 1 | 2037-10-01 | 0 | MW
Build CT 2037_Firm Capacity2038 | Build CT_Firm Capacity2038 | System | Generator | Build CT 2037 | Build CT | Firm Capacity | 1 | 2038-01-01 | 0 | MW
0 | 0 | System | Generator | Build CT 2037 | Build CT | Firm Capacity | 1 | 2038-04-01 | 0 | MW
0 | 0 | System | Generator | Build CT 2037 | Build CT | Firm Capacity | 1 | 2038-07-01 | 0 | MW
0 | 0 | System | Generator | Build CT 2037 | Build CT | Firm Capacity | 1 | 2038-10-01 | 0 | MW
Build CT 2037_Firm Capacity2039 | Build CT_Firm Capacity2039 | System | Generator | Build CT 2037 | Build CT | Firm Capacity | 1 | 2039-01-01 | 0 | MW
0 | 0 | System | Generator | Build CT 2037 | Build CT | Firm Capacity | 1 | 2039-04-01 | 0 | MW
0 | 0 | System | Generator | Build CT 2037 | Build CT | Firm Capacity | 1 | 2039-07-01 | 0 | MW
0 | 0 | System | Generator | Build CT 2037 | Build CT | Firm Capacity | 1 | 2039-10-01 | 0 | MW
Build CT 2037_Firm Capacity2040 | Build CT_Firm Capacity2040 | System | Generator | Build CT 2037 | Build CT | Firm Capacity | 1 | 2040-01-01 | 0 | MW
0 | 0 | System | Generator | Build CT 2037 | Build CT | Firm Capacity | 1 | 2040-04-01 | 0 | MW
0 | 0 | System | Generator | Build CT 2037 | Build CT | Firm Capacity | 1 | 2040-07-01 | 0 | MW
0 | 0 | System | Generator | Build CT 2037 | Build CT | Firm Capacity | 1 | 2040-10-01 | 0 | MW
Build CT 2037_Firm Capacity2041 | Build CT_Firm Capacity2041 | System | Generator | Build CT 2037 | Build CT | Firm Capacity | 1 | 2041-01-01 | 0 | MW
0 | 0 | System | Generator | Build CT 2037 | Build CT | Firm Capacity | 1 | 2041-04-01 | 0 | MW
0 | 0 | System | Generator | Build CT 2037 | Build CT | Firm Capacity | 1 | 2041-07-01 | 0 | MW
0 | 0 | System | Generator | Build CT 2037 | Build CT | Firm Capacity | 1 | 2041-10-01 | 0 | MW
Build CT 2037_Firm Capacity2042 | Build CT_Firm Capacity2042 | System | Generator | Build CT 2037 | Build CT | Firm Capacity | 1 | 2042-01-01 | 0 | MW
0 | 0 | System | Generator | Build CT 2037 | Build CT | Firm Capacity | 1 | 2042-04-01 | 0 | MW
0 | 0 | System | Generator | Build CT 2037 | Build CT | Firm Capacity | 1 | 2042-07-01 | 0 | MW
0 | 0 | System | Generator | Build CT 2037 | Build CT | Firm Capacity | 1 | 2042-10-01 | 0 | MW
Build CT 2037_Firm Capacity2043 | Build CT_Firm Capacity2043 | System | Generator | Build CT 2037 | Build CT | Firm Capacity | 1 | 2043-01-01 | 0 | MW
0 | 0 | System | Generator | Build CT 2037 | Build CT | Firm Capacity | 1 | 2043-04-01 | 0 | MW
0 | 0 | System | Generator | Build CT 2037 | Build CT | Firm Capacity | 1 | 2043-07-01 | 0 | MW
0 | 0 | System | Generator | Build CT 2037 | Build CT | Firm Capacity | 1 | 2043-10-01 | 0 | MW
Build CT 2038_Firm Capacity2024 | Build CT_Firm Capacity2024 | System | Generator | Build CT 2038 | Build CT | Firm Capacity | 1 | 2024-01-01 | 0 | MW
0 | 0 | System | Generator | Build CT 2038 | Build CT | Firm Capacity | 1 | 2024-04-01 | 0 | MW
0 | 0 | System | Generator | Build CT 2038 | Build CT | Firm Capacity | 1 | 2024-07-01 | 0 | MW
0 | 0 | System | Generator | Build CT 2038 | Build CT | Firm Capacity | 1 | 2024-10-01 | 0 | MW
Build CT 2038_Firm Capacity2025 | Build CT_Firm Capacity2025 | System | Generator | Build CT 2038 | Build CT | Firm Capacity | 1 | 2025-01-01 | 0 | MW
0 | 0 | System | Generator | Build CT 2038 | Build CT | Firm Capacity | 1 | 2025-04-01 | 0 | MW
0 | 0 | System | Generator | Build CT 2038 | Build CT | Firm Capacity | 1 | 2025-07-01 | 0 | MW
0 | 0 | System | Generator | Build CT 2038 | Build CT | Firm Capacity | 1 | 2025-10-01 | 0 | MW
Build CT 2038_Firm Capacity2026 | Build CT_Firm Capacity2026 | System | Generator | Build CT 2038 | Build CT | Firm Capacity | 1 | 2026-01-01 | 0 | MW
0 | 0 | System | Generator | Build CT 2038 | Build CT | Firm Capacity | 1 | 2026-04-01 | 0 | MW
0 | 0 | System | Generator | Build CT 2038 | Build CT | Firm Capacity | 1 | 2026-07-01 | 0 | MW
0 | 0 | System | Generator | Build CT 2038 | Build CT | Firm Capacity | 1 | 2026-10-01 | 0 | MW
Build CT 2038_Firm Capacity2027 | Build CT_Firm Capacity2027 | System | Generator | Build CT 2038 | Build CT | Firm Capacity | 1 | 2027-01-01 | 0 | MW
0 | 0 | System | Generator | Build CT 2038 | Build CT | Firm Capacity | 1 | 2027-04-01 | 0 | MW
0 | 0 | System | Generator | Build CT 2038 | Build CT | Firm Capacity | 1 | 2027-07-01 | 0 | MW
0 | 0 | System | Generator | Build CT 2038 | Build CT | Firm Capacity | 1 | 2027-10-01 | 0 | MW
Build CT 2038_Firm Capacity2028 | Build CT_Firm Capacity2028 | System | Generator | Build CT 2038 | Build CT | Firm Capacity | 1 | 2028-01-01 | 0 | MW
0 | 0 | System | Generator | Build CT 2038 | Build CT | Firm Capacity | 1 | 2028-04-01 | 0 | MW
0 | 0 | System | Generator | Build CT 2038 | Build CT | Firm Capacity | 1 | 2028-07-01 | 0 | MW
0 | 0 | System | Generator | Build CT 2038 | Build CT | Firm Capacity | 1 | 2028-10-01 | 0 | MW
Build CT 2038_Firm Capacity2029 | Build CT_Firm Capacity2029 | System | Generator | Build CT 2038 | Build CT | Firm Capacity | 1 | 2029-01-01 | 0 | MW
0 | 0 | System | Generator | Build CT 2038 | Build CT | Firm Capacity | 1 | 2029-04-01 | 0 | MW
0 | 0 | System | Generator | Build CT 2038 | Build CT | Firm Capacity | 1 | 2029-07-01 | 0 | MW
0 | 0 | System | Generator | Build CT 2038 | Build CT | Firm Capacity | 1 | 2029-10-01 | 0 | MW
Build CT 2038_Firm Capacity2030 | Build CT_Firm Capacity2030 | System | Generator | Build CT 2038 | Build CT | Firm Capacity | 1 | 2030-01-01 | 0 | MW
0 | 0 | System | Generator | Build CT 2038 | Build CT | Firm Capacity | 1 | 2030-04-01 | 0 | MW
0 | 0 | System | Generator | Build CT 2038 | Build CT | Firm Capacity | 1 | 2030-07-01 | 0 | MW
0 | 0 | System | Generator | Build CT 2038 | Build CT | Firm Capacity | 1 | 2030-10-01 | 0 | MW
Build CT 2038_Firm Capacity2031 | Build CT_Firm Capacity2031 | System | Generator | Build CT 2038 | Build CT | Firm Capacity | 1 | 2031-01-01 | 0 | MW
0 | 0 | System | Generator | Build CT 2038 | Build CT | Firm Capacity | 1 | 2031-04-01 | 0 | MW
0 | 0 | System | Generator | Build CT 2038 | Build CT | Firm Capacity | 1 | 2031-07-01 | 0 | MW
0 | 0 | System | Generator | Build CT 2038 | Build CT | Firm Capacity | 1 | 2031-10-01 | 0 | MW
Build CT 2038_Firm Capacity2032 | Build CT_Firm Capacity2032 | System | Generator | Build CT 2038 | Build CT | Firm Capacity | 1 | 2032-01-01 | 0 | MW
0 | 0 | System | Generator | Build CT 2038 | Build CT | Firm Capacity | 1 | 2032-04-01 | 0 | MW
0 | 0 | System | Generator | Build CT 2038 | Build CT | Firm Capacity | 1 | 2032-07-01 | 0 | MW
0 | 0 | System | Generator | Build CT 2038 | Build CT | Firm Capacity | 1 | 2032-10-01 | 0 | MW
Build CT 2038_Firm Capacity2033 | Build CT_Firm Capacity2033 | System | Generator | Build CT 2038 | Build CT | Firm Capacity | 1 | 2033-01-01 | 0 | MW
0 | 0 | System | Generator | Build CT 2038 | Build CT | Firm Capacity | 1 | 2033-04-01 | 0 | MW
0 | 0 | System | Generator | Build CT 2038 | Build CT | Firm Capacity | 1 | 2033-07-01 | 0 | MW
0 | 0 | System | Generator | Build CT 2038 | Build CT | Firm Capacity | 1 | 2033-10-01 | 0 | MW
Build CT 2038_Firm Capacity2034 | Build CT_Firm Capacity2034 | System | Generator | Build CT 2038 | Build CT | Firm Capacity | 1 | 2034-01-01 | 0 | MW
0 | 0 | System | Generator | Build CT 2038 | Build CT | Firm Capacity | 1 | 2034-04-01 | 0 | MW
0 | 0 | System | Generator | Build CT 2038 | Build CT | Firm Capacity | 1 | 2034-07-01 | 0 | MW
0 | 0 | System | Generator | Build CT 2038 | Build CT | Firm Capacity | 1 | 2034-10-01 | 0 | MW
Build CT 2038_Firm Capacity2035 | Build CT_Firm Capacity2035 | System | Generator | Build CT 2038 | Build CT | Firm Capacity | 1 | 2035-01-01 | 0 | MW
0 | 0 | System | Generator | Build CT 2038 | Build CT | Firm Capacity | 1 | 2035-04-01 | 0 | MW
0 | 0 | System | Generator | Build CT 2038 | Build CT | Firm Capacity | 1 | 2035-07-01 | 0 | MW
0 | 0 | System | Generator | Build CT 2038 | Build CT | Firm Capacity | 1 | 2035-10-01 | 0 | MW
Build CT 2038_Firm Capacity2036 | Build CT_Firm Capacity2036 | System | Generator | Build CT 2038 | Build CT | Firm Capacity | 1 | 2036-01-01 | 0 | MW
0 | 0 | System | Generator | Build CT 2038 | Build CT | Firm Capacity | 1 | 2036-04-01 | 0 | MW
0 | 0 | System | Generator | Build CT 2038 | Build CT | Firm Capacity | 1 | 2036-07-01 | 0 | MW
0 | 0 | System | Generator | Build CT 2038 | Build CT | Firm Capacity | 1 | 2036-10-01 | 0 | MW
Build CT 2038_Firm Capacity2037 | Build CT_Firm Capacity2037 | System | Generator | Build CT 2038 | Build CT | Firm Capacity | 1 | 2037-01-01 | 0 | MW
0 | 0 | System | Generator | Build CT 2038 | Build CT | Firm Capacity | 1 | 2037-04-01 | 0 | MW
0 | 0 | System | Generator | Build CT 2038 | Build CT | Firm Capacity | 1 | 2037-07-01 | 0 | MW
0 | 0 | System | Generator | Build CT 2038 | Build CT | Firm Capacity | 1 | 2037-10-01 | 0 | MW
Build CT 2038_Firm Capacity2038 | Build CT_Firm Capacity2038 | System | Generator | Build CT 2038 | Build CT | Firm Capacity | 1 | 2038-01-01 | 0 | MW
0 | 0 | System | Generator | Build CT 2038 | Build CT | Firm Capacity | 1 | 2038-04-01 | 0 | MW
0 | 0 | System | Generator | Build CT 2038 | Build CT | Firm Capacity | 1 | 2038-07-01 | 0 | MW
0 | 0 | System | Generator | Build CT 2038 | Build CT | Firm Capacity | 1 | 2038-10-01 | 0 | MW
Build CT 2038_Firm Capacity2039 | Build CT_Firm Capacity2039 | System | Generator | Build CT 2038 | Build CT | Firm Capacity | 1 | 2039-01-01 | 0 | MW
0 | 0 | System | Generator | Build CT 2038 | Build CT | Firm Capacity | 1 | 2039-04-01 | 0 | MW
0 | 0 | System | Generator | Build CT 2038 | Build CT | Firm Capacity | 1 | 2039-07-01 | 0 | MW
0 | 0 | System | Generator | Build CT 2038 | Build CT | Firm Capacity | 1 | 2039-10-01 | 0 | MW
Build CT 2038_Firm Capacity2040 | Build CT_Firm Capacity2040 | System | Generator | Build CT 2038 | Build CT | Firm Capacity | 1 | 2040-01-01 | 0 | MW
0 | 0 | System | Generator | Build CT 2038 | Build CT | Firm Capacity | 1 | 2040-04-01 | 0 | MW
0 | 0 | System | Generator | Build CT 2038 | Build CT | Firm Capacity | 1 | 2040-07-01 | 0 | MW
0 | 0 | System | Generator | Build CT 2038 | Build CT | Firm Capacity | 1 | 2040-10-01 | 0 | MW
Build CT 2038_Firm Capacity2041 | Build CT_Firm Capacity2041 | System | Generator | Build CT 2038 | Build CT | Firm Capacity | 1 | 2041-01-01 | 0 | MW
0 | 0 | System | Generator | Build CT 2038 | Build CT | Firm Capacity | 1 | 2041-04-01 | 0 | MW
0 | 0 | System | Generator | Build CT 2038 | Build CT | Firm Capacity | 1 | 2041-07-01 | 0 | MW
0 | 0 | System | Generator | Build CT 2038 | Build CT | Firm Capacity | 1 | 2041-10-01 | 0 | MW
Build CT 2038_Firm Capacity2042 | Build CT_Firm Capacity2042 | System | Generator | Build CT 2038 | Build CT | Firm Capacity | 1 | 2042-01-01 | 0 | MW
0 | 0 | System | Generator | Build CT 2038 | Build CT | Firm Capacity | 1 | 2042-04-01 | 0 | MW
0 | 0 | System | Generator | Build CT 2038 | Build CT | Firm Capacity | 1 | 2042-07-01 | 0 | MW
0 | 0 | System | Generator | Build CT 2038 | Build CT | Firm Capacity | 1 | 2042-10-01 | 0 | MW
Build CT 2038_Firm Capacity2043 | Build CT_Firm Capacity2043 | System | Generator | Build CT 2038 | Build CT | Firm Capacity | 1 | 2043-01-01 | 0 | MW
0 | 0 | System | Generator | Build CT 2038 | Build CT | Firm Capacity | 1 | 2043-04-01 | 0 | MW
0 | 0 | System | Generator | Build CT 2038 | Build CT | Firm Capacity | 1 | 2043-07-01 | 0 | MW
0 | 0 | System | Generator | Build CT 2038 | Build CT | Firm Capacity | 1 | 2043-10-01 | 0 | MW
Build CT 2039_Firm Capacity2024 | Build CT_Firm Capacity2024 | System | Generator | Build CT 2039 | Build CT | Firm Capacity | 1 | 2024-01-01 | 0 | MW
0 | 0 | System | Generator | Build CT 2039 | Build CT | Firm Capacity | 1 | 2024-04-01 | 0 | MW
0 | 0 | System | Generator | Build CT 2039 | Build CT | Firm Capacity | 1 | 2024-07-01 | 0 | MW
0 | 0 | System | Generator | Build CT 2039 | Build CT | Firm Capacity | 1 | 2024-10-01 | 0 | MW
Build CT 2039_Firm Capacity2025 | Build CT_Firm Capacity2025 | System | Generator | Build CT 2039 | Build CT | Firm Capacity | 1 | 2025-01-01 | 0 | MW
0 | 0 | System | Generator | Build CT 2039 | Build CT | Firm Capacity | 1 | 2025-04-01 | 0 | MW
0 | 0 | System | Generator | Build CT 2039 | Build CT | Firm Capacity | 1 | 2025-07-01 | 0 | MW
0 | 0 | System | Generator | Build CT 2039 | Build CT | Firm Capacity | 1 | 2025-10-01 | 0 | MW
Build CT 2039_Firm Capacity2026 | Build CT_Firm Capacity2026 | System | Generator | Build CT 2039 | Build CT | Firm Capacity | 1 | 2026-01-01 | 0 | MW
0 | 0 | System | Generator | Build CT 2039 | Build CT | Firm Capacity | 1 | 2026-04-01 | 0 | MW
0 | 0 | System | Generator | Build CT 2039 | Build CT | Firm Capacity | 1 | 2026-07-01 | 0 | MW
0 | 0 | System | Generator | Build CT 2039 | Build CT | Firm Capacity | 1 | 2026-10-01 | 0 | MW
Build CT 2039_Firm Capacity2027 | Build CT_Firm Capacity2027 | System | Generator | Build CT 2039 | Build CT | Firm Capacity | 1 | 2027-01-01 | 0 | MW
0 | 0 | System | Generator | Build CT 2039 | Build CT | Firm Capacity | 1 | 2027-04-01 | 0 | MW
0 | 0 | System | Generator | Build CT 2039 | Build CT | Firm Capacity | 1 | 2027-07-01 | 0 | MW
0 | 0 | System | Generator | Build CT 2039 | Build CT | Firm Capacity | 1 | 2027-10-01 | 0 | MW
Build CT 2039_Firm Capacity2028 | Build CT_Firm Capacity2028 | System | Generator | Build CT 2039 | Build CT | Firm Capacity | 1 | 2028-01-01 | 0 | MW
0 | 0 | System | Generator | Build CT 2039 | Build CT | Firm Capacity | 1 | 2028-04-01 | 0 | MW
0 | 0 | System | Generator | Build CT 2039 | Build CT | Firm Capacity | 1 | 2028-07-01 | 0 | MW
0 | 0 | System | Generator | Build CT 2039 | Build CT | Firm Capacity | 1 | 2028-10-01 | 0 | MW
Build CT 2039_Firm Capacity2029 | Build CT_Firm Capacity2029 | System | Generator | Build CT 2039 | Build CT | Firm Capacity | 1 | 2029-01-01 | 0 | MW
0 | 0 | System | Generator | Build CT 2039 | Build CT | Firm Capacity | 1 | 2029-04-01 | 0 | MW
0 | 0 | System | Generator | Build CT 2039 | Build CT | Firm Capacity | 1 | 2029-07-01 | 0 | MW
0 | 0 | System | Generator | Build CT 2039 | Build CT | Firm Capacity | 1 | 2029-10-01 | 0 | MW
Build CT 2039_Firm Capacity2030 | Build CT_Firm Capacity2030 | System | Generator | Build CT 2039 | Build CT | Firm Capacity | 1 | 2030-01-01 | 0 | MW
0 | 0 | System | Generator | Build CT 2039 | Build CT | Firm Capacity | 1 | 2030-04-01 | 0 | MW
0 | 0 | System | Generator | Build CT 2039 | Build CT | Firm Capacity | 1 | 2030-07-01 | 0 | MW
0 | 0 | System | Generator | Build CT 2039 | Build CT | Firm Capacity | 1 | 2030-10-01 | 0 | MW
Build CT 2039_Firm Capacity2031 | Build CT_Firm Capacity2031 | System | Generator | Build CT 2039 | Build CT | Firm Capacity | 1 | 2031-01-01 | 0 | MW
0 | 0 | System | Generator | Build CT 2039 | Build CT | Firm Capacity | 1 | 2031-04-01 | 0 | MW
0 | 0 | System | Generator | Build CT 2039 | Build CT | Firm Capacity | 1 | 2031-07-01 | 0 | MW
0 | 0 | System | Generator | Build CT 2039 | Build CT | Firm Capacity | 1 | 2031-10-01 | 0 | MW
Build CT 2039_Firm Capacity2032 | Build CT_Firm Capacity2032 | System | Generator | Build CT 2039 | Build CT | Firm Capacity | 1 | 2032-01-01 | 0 | MW
0 | 0 | System | Generator | Build CT 2039 | Build CT | Firm Capacity | 1 | 2032-04-01 | 0 | MW
0 | 0 | System | Generator | Build CT 2039 | Build CT | Firm Capacity | 1 | 2032-07-01 | 0 | MW
0 | 0 | System | Generator | Build CT 2039 | Build CT | Firm Capacity | 1 | 2032-10-01 | 0 | MW
Build CT 2039_Firm Capacity2033 | Build CT_Firm Capacity2033 | System | Generator | Build CT 2039 | Build CT | Firm Capacity | 1 | 2033-01-01 | 0 | MW
0 | 0 | System | Generator | Build CT 2039 | Build CT | Firm Capacity | 1 | 2033-04-01 | 0 | MW
0 | 0 | System | Generator | Build CT 2039 | Build CT | Firm Capacity | 1 | 2033-07-01 | 0 | MW
0 | 0 | System | Generator | Build CT 2039 | Build CT | Firm Capacity | 1 | 2033-10-01 | 0 | MW
Build CT 2039_Firm Capacity2034 | Build CT_Firm Capacity2034 | System | Generator | Build CT 2039 | Build CT | Firm Capacity | 1 | 2034-01-01 | 0 | MW
0 | 0 | System | Generator | Build CT 2039 | Build CT | Firm Capacity | 1 | 2034-04-01 | 0 | MW
0 | 0 | System | Generator | Build CT 2039 | Build CT | Firm Capacity | 1 | 2034-07-01 | 0 | MW
0 | 0 | System | Generator | Build CT 2039 | Build CT | Firm Capacity | 1 | 2034-10-01 | 0 | MW
Build CT 2039_Firm Capacity2035 | Build CT_Firm Capacity2035 | System | Generator | Build CT 2039 | Build CT | Firm Capacity | 1 | 2035-01-01 | 0 | MW
0 | 0 | System | Generator | Build CT 2039 | Build CT | Firm Capacity | 1 | 2035-04-01 | 0 | MW
0 | 0 | System | Generator | Build CT 2039 | Build CT | Firm Capacity | 1 | 2035-07-01 | 0 | MW
0 | 0 | System | Generator | Build CT 2039 | Build CT | Firm Capacity | 1 | 2035-10-01 | 0 | MW
Build CT 2039_Firm Capacity2036 | Build CT_Firm Capacity2036 | System | Generator | Build CT 2039 | Build CT | Firm Capacity | 1 | 2036-01-01 | 0 | MW
0 | 0 | System | Generator | Build CT 2039 | Build CT | Firm Capacity | 1 | 2036-04-01 | 0 | MW
0 | 0 | System | Generator | Build CT 2039 | Build CT | Firm Capacity | 1 | 2036-07-01 | 0 | MW
0 | 0 | System | Generator | Build CT 2039 | Build CT | Firm Capacity | 1 | 2036-10-01 | 0 | MW
Build CT 2039_Firm Capacity2037 | Build CT_Firm Capacity2037 | System | Generator | Build CT 2039 | Build CT | Firm Capacity | 1 | 2037-01-01 | 0 | MW
0 | 0 | System | Generator | Build CT 2039 | Build CT | Firm Capacity | 1 | 2037-04-01 | 0 | MW
0 | 0 | System | Generator | Build CT 2039 | Build CT | Firm Capacity | 1 | 2037-07-01 | 0 | MW
0 | 0 | System | Generator | Build CT 2039 | Build CT | Firm Capacity | 1 | 2037-10-01 | 0 | MW
Build CT 2039_Firm Capacity2038 | Build CT_Firm Capacity2038 | System | Generator | Build CT 2039 | Build CT | Firm Capacity | 1 | 2038-01-01 | 0 | MW
0 | 0 | System | Generator | Build CT 2039 | Build CT | Firm Capacity | 1 | 2038-04-01 | 0 | MW
0 | 0 | System | Generator | Build CT 2039 | Build CT | Firm Capacity | 1 | 2038-07-01 | 0 | MW
0 | 0 | System | Generator | Build CT 2039 | Build CT | Firm Capacity | 1 | 2038-10-01 | 0 | MW
Build CT 2039_Firm Capacity2039 | Build CT_Firm Capacity2039 | System | Generator | Build CT 2039 | Build CT | Firm Capacity | 1 | 2039-01-01 | 0 | MW
0 | 0 | System | Generator | Build CT 2039 | Build CT | Firm Capacity | 1 | 2039-04-01 | 0 | MW
0 | 0 | System | Generator | Build CT 2039 | Build CT | Firm Capacity | 1 | 2039-07-01 | 0 | MW
0 | 0 | System | Generator | Build CT 2039 | Build CT | Firm Capacity | 1 | 2039-10-01 | 0 | MW
Build CT 2039_Firm Capacity2040 | Build CT_Firm Capacity2040 | System | Generator | Build CT 2039 | Build CT | Firm Capacity | 1 | 2040-01-01 | 0 | MW
0 | 0 | System | Generator | Build CT 2039 | Build CT | Firm Capacity | 1 | 2040-04-01 | 0 | MW
0 | 0 | System | Generator | Build CT 2039 | Build CT | Firm Capacity | 1 | 2040-07-01 | 0 | MW
0 | 0 | System | Generator | Build CT 2039 | Build CT | Firm Capacity | 1 | 2040-10-01 | 0 | MW
Build CT 2039_Firm Capacity2041 | Build CT_Firm Capacity2041 | System | Generator | Build CT 2039 | Build CT | Firm Capacity | 1 | 2041-01-01 | 0 | MW
0 | 0 | System | Generator | Build CT 2039 | Build CT | Firm Capacity | 1 | 2041-04-01 | 0 | MW
0 | 0 | System | Generator | Build CT 2039 | Build CT | Firm Capacity | 1 | 2041-07-01 | 0 | MW
0 | 0 | System | Generator | Build CT 2039 | Build CT | Firm Capacity | 1 | 2041-10-01 | 0 | MW
Build CT 2039_Firm Capacity2042 | Build CT_Firm Capacity2042 | System | Generator | Build CT 2039 | Build CT | Firm Capacity | 1 | 2042-01-01 | 0 | MW
0 | 0 | System | Generator | Build CT 2039 | Build CT | Firm Capacity | 1 | 2042-04-01 | 0 | MW
0 | 0 | System | Generator | Build CT 2039 | Build CT | Firm Capacity | 1 | 2042-07-01 | 0 | MW
0 | 0 | System | Generator | Build CT 2039 | Build CT | Firm Capacity | 1 | 2042-10-01 | 0 | MW
Build CT 2039_Firm Capacity2043 | Build CT_Firm Capacity2043 | System | Generator | Build CT 2039 | Build CT | Firm Capacity | 1 | 2043-01-01 | 0 | MW
0 | 0 | System | Generator | Build CT 2039 | Build CT | Firm Capacity | 1 | 2043-04-01 | 0 | MW
0 | 0 | System | Generator | Build CT 2039 | Build CT | Firm Capacity | 1 | 2043-07-01 | 0 | MW
0 | 0 | System | Generator | Build CT 2039 | Build CT | Firm Capacity | 1 | 2043-10-01 | 0 | MW
Build CT 2040_Firm Capacity2024 | Build CT_Firm Capacity2024 | System | Generator | Build CT 2040 | Build CT | Firm Capacity | 1 | 2024-01-01 | 0 | MW
0 | 0 | System | Generator | Build CT 2040 | Build CT | Firm Capacity | 1 | 2024-04-01 | 0 | MW
0 | 0 | System | Generator | Build CT 2040 | Build CT | Firm Capacity | 1 | 2024-07-01 | 0 | MW
0 | 0 | System | Generator | Build CT 2040 | Build CT | Firm Capacity | 1 | 2024-10-01 | 0 | MW
Build CT 2040_Firm Capacity2025 | Build CT_Firm Capacity2025 | System | Generator | Build CT 2040 | Build CT | Firm Capacity | 1 | 2025-01-01 | 0 | MW
0 | 0 | System | Generator | Build CT 2040 | Build CT | Firm Capacity | 1 | 2025-04-01 | 0 | MW
0 | 0 | System | Generator | Build CT 2040 | Build CT | Firm Capacity | 1 | 2025-07-01 | 0 | MW
0 | 0 | System | Generator | Build CT 2040 | Build CT | Firm Capacity | 1 | 2025-10-01 | 0 | MW
Build CT 2040_Firm Capacity2026 | Build CT_Firm Capacity2026 | System | Generator | Build CT 2040 | Build CT | Firm Capacity | 1 | 2026-01-01 | 0 | MW
0 | 0 | System | Generator | Build CT 2040 | Build CT | Firm Capacity | 1 | 2026-04-01 | 0 | MW
0 | 0 | System | Generator | Build CT 2040 | Build CT | Firm Capacity | 1 | 2026-07-01 | 0 | MW
0 | 0 | System | Generator | Build CT 2040 | Build CT | Firm Capacity | 1 | 2026-10-01 | 0 | MW
Build CT 2040_Firm Capacity2027 | Build CT_Firm Capacity2027 | System | Generator | Build CT 2040 | Build CT | Firm Capacity | 1 | 2027-01-01 | 0 | MW
0 | 0 | System | Generator | Build CT 2040 | Build CT | Firm Capacity | 1 | 2027-04-01 | 0 | MW
0 | 0 | System | Generator | Build CT 2040 | Build CT | Firm Capacity | 1 | 2027-07-01 | 0 | MW
0 | 0 | System | Generator | Build CT 2040 | Build CT | Firm Capacity | 1 | 2027-10-01 | 0 | MW
Build CT 2040_Firm Capacity2028 | Build CT_Firm Capacity2028 | System | Generator | Build CT 2040 | Build CT | Firm Capacity | 1 | 2028-01-01 | 0 | MW
0 | 0 | System | Generator | Build CT 2040 | Build CT | Firm Capacity | 1 | 2028-04-01 | 0 | MW
0 | 0 | System | Generator | Build CT 2040 | Build CT | Firm Capacity | 1 | 2028-07-01 | 0 | MW
0 | 0 | System | Generator | Build CT 2040 | Build CT | Firm Capacity | 1 | 2028-10-01 | 0 | MW
Build CT 2040_Firm Capacity2029 | Build CT_Firm Capacity2029 | System | Generator | Build CT 2040 | Build CT | Firm Capacity | 1 | 2029-01-01 | 0 | MW
0 | 0 | System | Generator | Build CT 2040 | Build CT | Firm Capacity | 1 | 2029-04-01 | 0 | MW
0 | 0 | System | Generator | Build CT 2040 | Build CT | Firm Capacity | 1 | 2029-07-01 | 0 | MW
0 | 0 | System | Generator | Build CT 2040 | Build CT | Firm Capacity | 1 | 2029-10-01 | 0 | MW
Build CT 2040_Firm Capacity2030 | Build CT_Firm Capacity2030 | System | Generator | Build CT 2040 | Build CT | Firm Capacity | 1 | 2030-01-01 | 0 | MW
0 | 0 | System | Generator | Build CT 2040 | Build CT | Firm Capacity | 1 | 2030-04-01 | 0 | MW
0 | 0 | System | Generator | Build CT 2040 | Build CT | Firm Capacity | 1 | 2030-07-01 | 0 | MW
0 | 0 | System | Generator | Build CT 2040 | Build CT | Firm Capacity | 1 | 2030-10-01 | 0 | MW
Build CT 2040_Firm Capacity2031 | Build CT_Firm Capacity2031 | System | Generator | Build CT 2040 | Build CT | Firm Capacity | 1 | 2031-01-01 | 0 | MW
0 | 0 | System | Generator | Build CT 2040 | Build CT | Firm Capacity | 1 | 2031-04-01 | 0 | MW
0 | 0 | System | Generator | Build CT 2040 | Build CT | Firm Capacity | 1 | 2031-07-01 | 0 | MW
0 | 0 | System | Generator | Build CT 2040 | Build CT | Firm Capacity | 1 | 2031-10-01 | 0 | MW
Build CT 2040_Firm Capacity2032 | Build CT_Firm Capacity2032 | System | Generator | Build CT 2040 | Build CT | Firm Capacity | 1 | 2032-01-01 | 0 | MW
0 | 0 | System | Generator | Build CT 2040 | Build CT | Firm Capacity | 1 | 2032-04-01 | 0 | MW
0 | 0 | System | Generator | Build CT 2040 | Build CT | Firm Capacity | 1 | 2032-07-01 | 0 | MW
0 | 0 | System | Generator | Build CT 2040 | Build CT | Firm Capacity | 1 | 2032-10-01 | 0 | MW
Build CT 2040_Firm Capacity2033 | Build CT_Firm Capacity2033 | System | Generator | Build CT 2040 | Build CT | Firm Capacity | 1 | 2033-01-01 | 0 | MW
0 | 0 | System | Generator | Build CT 2040 | Build CT | Firm Capacity | 1 | 2033-04-01 | 0 | MW
0 | 0 | System | Generator | Build CT 2040 | Build CT | Firm Capacity | 1 | 2033-07-01 | 0 | MW
0 | 0 | System | Generator | Build CT 2040 | Build CT | Firm Capacity | 1 | 2033-10-01 | 0 | MW
Build CT 2040_Firm Capacity2034 | Build CT_Firm Capacity2034 | System | Generator | Build CT 2040 | Build CT | Firm Capacity | 1 | 2034-01-01 | 0 | MW
0 | 0 | System | Generator | Build CT 2040 | Build CT | Firm Capacity | 1 | 2034-04-01 | 0 | MW
0 | 0 | System | Generator | Build CT 2040 | Build CT | Firm Capacity | 1 | 2034-07-01 | 0 | MW
0 | 0 | System | Generator | Build CT 2040 | Build CT | Firm Capacity | 1 | 2034-10-01 | 0 | MW
Build CT 2040_Firm Capacity2035 | Build CT_Firm Capacity2035 | System | Generator | Build CT 2040 | Build CT | Firm Capacity | 1 | 2035-01-01 | 0 | MW
0 | 0 | System | Generator | Build CT 2040 | Build CT | Firm Capacity | 1 | 2035-04-01 | 0 | MW
0 | 0 | System | Generator | Build CT 2040 | Build CT | Firm Capacity | 1 | 2035-07-01 | 0 | MW
0 | 0 | System | Generator | Build CT 2040 | Build CT | Firm Capacity | 1 | 2035-10-01 | 0 | MW
Build CT 2040_Firm Capacity2036 | Build CT_Firm Capacity2036 | System | Generator | Build CT 2040 | Build CT | Firm Capacity | 1 | 2036-01-01 | 0 | MW
0 | 0 | System | Generator | Build CT 2040 | Build CT | Firm Capacity | 1 | 2036-04-01 | 0 | MW
0 | 0 | System | Generator | Build CT 2040 | Build CT | Firm Capacity | 1 | 2036-07-01 | 0 | MW
0 | 0 | System | Generator | Build CT 2040 | Build CT | Firm Capacity | 1 | 2036-10-01 | 0 | MW
Build CT 2040_Firm Capacity2037 | Build CT_Firm Capacity2037 | System | Generator | Build CT 2040 | Build CT | Firm Capacity | 1 | 2037-01-01 | 0 | MW
0 | 0 | System | Generator | Build CT 2040 | Build CT | Firm Capacity | 1 | 2037-04-01 | 0 | MW
0 | 0 | System | Generator | Build CT 2040 | Build CT | Firm Capacity | 1 | 2037-07-01 | 0 | MW
0 | 0 | System | Generator | Build CT 2040 | Build CT | Firm Capacity | 1 | 2037-10-01 | 0 | MW
Build CT 2040_Firm Capacity2038 | Build CT_Firm Capacity2038 | System | Generator | Build CT 2040 | Build CT | Firm Capacity | 1 | 2038-01-01 | 0 | MW
0 | 0 | System | Generator | Build CT 2040 | Build CT | Firm Capacity | 1 | 2038-04-01 | 0 | MW
0 | 0 | System | Generator | Build CT 2040 | Build CT | Firm Capacity | 1 | 2038-07-01 | 0 | MW
0 | 0 | System | Generator | Build CT 2040 | Build CT | Firm Capacity | 1 | 2038-10-01 | 0 | MW
Build CT 2040_Firm Capacity2039 | Build CT_Firm Capacity2039 | System | Generator | Build CT 2040 | Build CT | Firm Capacity | 1 | 2039-01-01 | 0 | MW
0 | 0 | System | Generator | Build CT 2040 | Build CT | Firm Capacity | 1 | 2039-04-01 | 0 | MW
0 | 0 | System | Generator | Build CT 2040 | Build CT | Firm Capacity | 1 | 2039-07-01 | 0 | MW
0 | 0 | System | Generator | Build CT 2040 | Build CT | Firm Capacity | 1 | 2039-10-01 | 0 | MW
Build CT 2040_Firm Capacity2040 | Build CT_Firm Capacity2040 | System | Generator | Build CT 2040 | Build CT | Firm Capacity | 1 | 2040-01-01 | 0 | MW
0 | 0 | System | Generator | Build CT 2040 | Build CT | Firm Capacity | 1 | 2040-04-01 | 0 | MW
0 | 0 | System | Generator | Build CT 2040 | Build CT | Firm Capacity | 1 | 2040-07-01 | 0 | MW
0 | 0 | System | Generator | Build CT 2040 | Build CT | Firm Capacity | 1 | 2040-10-01 | 0 | MW
Build CT 2040_Firm Capacity2041 | Build CT_Firm Capacity2041 | System | Generator | Build CT 2040 | Build CT | Firm Capacity | 1 | 2041-01-01 | 0 | MW
0 | 0 | System | Generator | Build CT 2040 | Build CT | Firm Capacity | 1 | 2041-04-01 | 0 | MW
0 | 0 | System | Generator | Build CT 2040 | Build CT | Firm Capacity | 1 | 2041-07-01 | 0 | MW
0 | 0 | System | Generator | Build CT 2040 | Build CT | Firm Capacity | 1 | 2041-10-01 | 0 | MW
Build CT 2040_Firm Capacity2042 | Build CT_Firm Capacity2042 | System | Generator | Build CT 2040 | Build CT | Firm Capacity | 1 | 2042-01-01 | 0 | MW
0 | 0 | System | Generator | Build CT 2040 | Build CT | Firm Capacity | 1 | 2042-04-01 | 0 | MW
0 | 0 | System | Generator | Build CT 2040 | Build CT | Firm Capacity | 1 | 2042-07-01 | 0 | MW
0 | 0 | System | Generator | Build CT 2040 | Build CT | Firm Capacity | 1 | 2042-10-01 | 0 | MW
Build CT 2040_Firm Capacity2043 | Build CT_Firm Capacity2043 | System | Generator | Build CT 2040 | Build CT | Firm Capacity | 1 | 2043-01-01 | 0 | MW
0 | 0 | System | Generator | Build CT 2040 | Build CT | Firm Capacity | 1 | 2043-04-01 | 0 | MW
0 | 0 | System | Generator | Build CT 2040 | Build CT | Firm Capacity | 1 | 2043-07-01 | 0 | MW
0 | 0 | System | Generator | Build CT 2040 | Build CT | Firm Capacity | 1 | 2043-10-01 | 0 | MW
Build CT 2041_Firm Capacity2024 | Build CT_Firm Capacity2024 | System | Generator | Build CT 2041 | Build CT | Firm Capacity | 1 | 2024-01-01 | 0 | MW
0 | 0 | System | Generator | Build CT 2041 | Build CT | Firm Capacity | 1 | 2024-04-01 | 0 | MW
0 | 0 | System | Generator | Build CT 2041 | Build CT | Firm Capacity | 1 | 2024-07-01 | 0 | MW
0 | 0 | System | Generator | Build CT 2041 | Build CT | Firm Capacity | 1 | 2024-10-01 | 0 | MW
Build CT 2041_Firm Capacity2025 | Build CT_Firm Capacity2025 | System | Generator | Build CT 2041 | Build CT | Firm Capacity | 1 | 2025-01-01 | 0 | MW
0 | 0 | System | Generator | Build CT 2041 | Build CT | Firm Capacity | 1 | 2025-04-01 | 0 | MW
0 | 0 | System | Generator | Build CT 2041 | Build CT | Firm Capacity | 1 | 2025-07-01 | 0 | MW
0 | 0 | System | Generator | Build CT 2041 | Build CT | Firm Capacity | 1 | 2025-10-01 | 0 | MW
Build CT 2041_Firm Capacity2026 | Build CT_Firm Capacity2026 | System | Generator | Build CT 2041 | Build CT | Firm Capacity | 1 | 2026-01-01 | 0 | MW
0 | 0 | System | Generator | Build CT 2041 | Build CT | Firm Capacity | 1 | 2026-04-01 | 0 | MW
0 | 0 | System | Generator | Build CT 2041 | Build CT | Firm Capacity | 1 | 2026-07-01 | 0 | MW
0 | 0 | System | Generator | Build CT 2041 | Build CT | Firm Capacity | 1 | 2026-10-01 | 0 | MW
Build CT 2041_Firm Capacity2027 | Build CT_Firm Capacity2027 | System | Generator | Build CT 2041 | Build CT | Firm Capacity | 1 | 2027-01-01 | 0 | MW
0 | 0 | System | Generator | Build CT 2041 | Build CT | Firm Capacity | 1 | 2027-04-01 | 0 | MW
0 | 0 | System | Generator | Build CT 2041 | Build CT | Firm Capacity | 1 | 2027-07-01 | 0 | MW
0 | 0 | System | Generator | Build CT 2041 | Build CT | Firm Capacity | 1 | 2027-10-01 | 0 | MW
Build CT 2041_Firm Capacity2028 | Build CT_Firm Capacity2028 | System | Generator | Build CT 2041 | Build CT | Firm Capacity | 1 | 2028-01-01 | 0 | MW
0 | 0 | System | Generator | Build CT 2041 | Build CT | Firm Capacity | 1 | 2028-04-01 | 0 | MW
0 | 0 | System | Generator | Build CT 2041 | Build CT | Firm Capacity | 1 | 2028-07-01 | 0 | MW
0 | 0 | System | Generator | Build CT 2041 | Build CT | Firm Capacity | 1 | 2028-10-01 | 0 | MW
Build CT 2041_Firm Capacity2029 | Build CT_Firm Capacity2029 | System | Generator | Build CT 2041 | Build CT | Firm Capacity | 1 | 2029-01-01 | 0 | MW
0 | 0 | System | Generator | Build CT 2041 | Build CT | Firm Capacity | 1 | 2029-04-01 | 0 | MW
0 | 0 | System | Generator | Build CT 2041 | Build CT | Firm Capacity | 1 | 2029-07-01 | 0 | MW
0 | 0 | System | Generator | Build CT 2041 | Build CT | Firm Capacity | 1 | 2029-10-01 | 0 | MW
Build CT 2041_Firm Capacity2030 | Build CT_Firm Capacity2030 | System | Generator | Build CT 2041 | Build CT | Firm Capacity | 1 | 2030-01-01 | 0 | MW
0 | 0 | System | Generator | Build CT 2041 | Build CT | Firm Capacity | 1 | 2030-04-01 | 0 | MW
0 | 0 | System | Generator | Build CT 2041 | Build CT | Firm Capacity | 1 | 2030-07-01 | 0 | MW
0 | 0 | System | Generator | Build CT 2041 | Build CT | Firm Capacity | 1 | 2030-10-01 | 0 | MW
Build CT 2041_Firm Capacity2031 | Build CT_Firm Capacity2031 | System | Generator | Build CT 2041 | Build CT | Firm Capacity | 1 | 2031-01-01 | 0 | MW
0 | 0 | System | Generator | Build CT 2041 | Build CT | Firm Capacity | 1 | 2031-04-01 | 0 | MW
0 | 0 | System | Generator | Build CT 2041 | Build CT | Firm Capacity | 1 | 2031-07-01 | 0 | MW
0 | 0 | System | Generator | Build CT 2041 | Build CT | Firm Capacity | 1 | 2031-10-01 | 0 | MW
Build CT 2041_Firm Capacity2032 | Build CT_Firm Capacity2032 | System | Generator | Build CT 2041 | Build CT | Firm Capacity | 1 | 2032-01-01 | 0 | MW
0 | 0 | System | Generator | Build CT 2041 | Build CT | Firm Capacity | 1 | 2032-04-01 | 0 | MW
0 | 0 | System | Generator | Build CT 2041 | Build CT | Firm Capacity | 1 | 2032-07-01 | 0 | MW
0 | 0 | System | Generator | Build CT 2041 | Build CT | Firm Capacity | 1 | 2032-10-01 | 0 | MW
Build CT 2041_Firm Capacity2033 | Build CT_Firm Capacity2033 | System | Generator | Build CT 2041 | Build CT | Firm Capacity | 1 | 2033-01-01 | 0 | MW
0 | 0 | System | Generator | Build CT 2041 | Build CT | Firm Capacity | 1 | 2033-04-01 | 0 | MW
0 | 0 | System | Generator | Build CT 2041 | Build CT | Firm Capacity | 1 | 2033-07-01 | 0 | MW
0 | 0 | System | Generator | Build CT 2041 | Build CT | Firm Capacity | 1 | 2033-10-01 | 0 | MW
Build CT 2041_Firm Capacity2034 | Build CT_Firm Capacity2034 | System | Generator | Build CT 2041 | Build CT | Firm Capacity | 1 | 2034-01-01 | 0 | MW
0 | 0 | System | Generator | Build CT 2041 | Build CT | Firm Capacity | 1 | 2034-04-01 | 0 | MW
0 | 0 | System | Generator | Build CT 2041 | Build CT | Firm Capacity | 1 | 2034-07-01 | 0 | MW
0 | 0 | System | Generator | Build CT 2041 | Build CT | Firm Capacity | 1 | 2034-10-01 | 0 | MW
Build CT 2041_Firm Capacity2035 | Build CT_Firm Capacity2035 | System | Generator | Build CT 2041 | Build CT | Firm Capacity | 1 | 2035-01-01 | 0 | MW
0 | 0 | System | Generator | Build CT 2041 | Build CT | Firm Capacity | 1 | 2035-04-01 | 0 | MW
0 | 0 | System | Generator | Build CT 2041 | Build CT | Firm Capacity | 1 | 2035-07-01 | 0 | MW
0 | 0 | System | Generator | Build CT 2041 | Build CT | Firm Capacity | 1 | 2035-10-01 | 0 | MW
Build CT 2041_Firm Capacity2036 | Build CT_Firm Capacity2036 | System | Generator | Build CT 2041 | Build CT | Firm Capacity | 1 | 2036-01-01 | 0 | MW
0 | 0 | System | Generator | Build CT 2041 | Build CT | Firm Capacity | 1 | 2036-04-01 | 0 | MW
0 | 0 | System | Generator | Build CT 2041 | Build CT | Firm Capacity | 1 | 2036-07-01 | 0 | MW
0 | 0 | System | Generator | Build CT 2041 | Build CT | Firm Capacity | 1 | 2036-10-01 | 0 | MW
Build CT 2041_Firm Capacity2037 | Build CT_Firm Capacity2037 | System | Generator | Build CT 2041 | Build CT | Firm Capacity | 1 | 2037-01-01 | 0 | MW
0 | 0 | System | Generator | Build CT 2041 | Build CT | Firm Capacity | 1 | 2037-04-01 | 0 | MW
0 | 0 | System | Generator | Build CT 2041 | Build CT | Firm Capacity | 1 | 2037-07-01 | 0 | MW
0 | 0 | System | Generator | Build CT 2041 | Build CT | Firm Capacity | 1 | 2037-10-01 | 0 | MW
Build CT 2041_Firm Capacity2038 | Build CT_Firm Capacity2038 | System | Generator | Build CT 2041 | Build CT | Firm Capacity | 1 | 2038-01-01 | 0 | MW
0 | 0 | System | Generator | Build CT 2041 | Build CT | Firm Capacity | 1 | 2038-04-01 | 0 | MW
0 | 0 | System | Generator | Build CT 2041 | Build CT | Firm Capacity | 1 | 2038-07-01 | 0 | MW
0 | 0 | System | Generator | Build CT 2041 | Build CT | Firm Capacity | 1 | 2038-10-01 | 0 | MW
Build CT 2041_Firm Capacity2039 | Build CT_Firm Capacity2039 | System | Generator | Build CT 2041 | Build CT | Firm Capacity | 1 | 2039-01-01 | 0 | MW
0 | 0 | System | Generator | Build CT 2041 | Build CT | Firm Capacity | 1 | 2039-04-01 | 0 | MW
0 | 0 | System | Generator | Build CT 2041 | Build CT | Firm Capacity | 1 | 2039-07-01 | 0 | MW
0 | 0 | System | Generator | Build CT 2041 | Build CT | Firm Capacity | 1 | 2039-10-01 | 0 | MW
Build CT 2041_Firm Capacity2040 | Build CT_Firm Capacity2040 | System | Generator | Build CT 2041 | Build CT | Firm Capacity | 1 | 2040-01-01 | 0 | MW
0 | 0 | System | Generator | Build CT 2041 | Build CT | Firm Capacity | 1 | 2040-04-01 | 0 | MW
0 | 0 | System | Generator | Build CT 2041 | Build CT | Firm Capacity | 1 | 2040-07-01 | 0 | MW
0 | 0 | System | Generator | Build CT 2041 | Build CT | Firm Capacity | 1 | 2040-10-01 | 0 | MW
Build CT 2041_Firm Capacity2041 | Build CT_Firm Capacity2041 | System | Generator | Build CT 2041 | Build CT | Firm Capacity | 1 | 2041-01-01 | 0 | MW
0 | 0 | System | Generator | Build CT 2041 | Build CT | Firm Capacity | 1 | 2041-04-01 | 0 | MW
0 | 0 | System | Generator | Build CT 2041 | Build CT | Firm Capacity | 1 | 2041-07-01 | 0 | MW
0 | 0 | System | Generator | Build CT 2041 | Build CT | Firm Capacity | 1 | 2041-10-01 | 0 | MW
Build CT 2041_Firm Capacity2042 | Build CT_Firm Capacity2042 | System | Generator | Build CT 2041 | Build CT | Firm Capacity | 1 | 2042-01-01 | 0 | MW
0 | 0 | System | Generator | Build CT 2041 | Build CT | Firm Capacity | 1 | 2042-04-01 | 0 | MW
0 | 0 | System | Generator | Build CT 2041 | Build CT | Firm Capacity | 1 | 2042-07-01 | 0 | MW
0 | 0 | System | Generator | Build CT 2041 | Build CT | Firm Capacity | 1 | 2042-10-01 | 0 | MW
Build CT 2041_Firm Capacity2043 | Build CT_Firm Capacity2043 | System | Generator | Build CT 2041 | Build CT | Firm Capacity | 1 | 2043-01-01 | 0 | MW
0 | 0 | System | Generator | Build CT 2041 | Build CT | Firm Capacity | 1 | 2043-04-01 | 0 | MW
0 | 0 | System | Generator | Build CT 2041 | Build CT | Firm Capacity | 1 | 2043-07-01 | 0 | MW
0 | 0 | System | Generator | Build CT 2041 | Build CT | Firm Capacity | 1 | 2043-10-01 | 0 | MW
Build CT 2042_Firm Capacity2024 | Build CT_Firm Capacity2024 | System | Generator | Build CT 2042 | Build CT | Firm Capacity | 1 | 2024-01-01 | 0 | MW
0 | 0 | System | Generator | Build CT 2042 | Build CT | Firm Capacity | 1 | 2024-04-01 | 0 | MW
0 | 0 | System | Generator | Build CT 2042 | Build CT | Firm Capacity | 1 | 2024-07-01 | 0 | MW
0 | 0 | System | Generator | Build CT 2042 | Build CT | Firm Capacity | 1 | 2024-10-01 | 0 | MW
Build CT 2042_Firm Capacity2025 | Build CT_Firm Capacity2025 | System | Generator | Build CT 2042 | Build CT | Firm Capacity | 1 | 2025-01-01 | 0 | MW
0 | 0 | System | Generator | Build CT 2042 | Build CT | Firm Capacity | 1 | 2025-04-01 | 0 | MW
0 | 0 | System | Generator | Build CT 2042 | Build CT | Firm Capacity | 1 | 2025-07-01 | 0 | MW
0 | 0 | System | Generator | Build CT 2042 | Build CT | Firm Capacity | 1 | 2025-10-01 | 0 | MW
Build CT 2042_Firm Capacity2026 | Build CT_Firm Capacity2026 | System | Generator | Build CT 2042 | Build CT | Firm Capacity | 1 | 2026-01-01 | 0 | MW
0 | 0 | System | Generator | Build CT 2042 | Build CT | Firm Capacity | 1 | 2026-04-01 | 0 | MW
0 | 0 | System | Generator | Build CT 2042 | Build CT | Firm Capacity | 1 | 2026-07-01 | 0 | MW
0 | 0 | System | Generator | Build CT 2042 | Build CT | Firm Capacity | 1 | 2026-10-01 | 0 | MW
Build CT 2042_Firm Capacity2027 | Build CT_Firm Capacity2027 | System | Generator | Build CT 2042 | Build CT | Firm Capacity | 1 | 2027-01-01 | 0 | MW
0 | 0 | System | Generator | Build CT 2042 | Build CT | Firm Capacity | 1 | 2027-04-01 | 0 | MW
0 | 0 | System | Generator | Build CT 2042 | Build CT | Firm Capacity | 1 | 2027-07-01 | 0 | MW
0 | 0 | System | Generator | Build CT 2042 | Build CT | Firm Capacity | 1 | 2027-10-01 | 0 | MW
Build CT 2042_Firm Capacity2028 | Build CT_Firm Capacity2028 | System | Generator | Build CT 2042 | Build CT | Firm Capacity | 1 | 2028-01-01 | 0 | MW
0 | 0 | System | Generator | Build CT 2042 | Build CT | Firm Capacity | 1 | 2028-04-01 | 0 | MW
0 | 0 | System | Generator | Build CT 2042 | Build CT | Firm Capacity | 1 | 2028-07-01 | 0 | MW
0 | 0 | System | Generator | Build CT 2042 | Build CT | Firm Capacity | 1 | 2028-10-01 | 0 | MW
Build CT 2042_Firm Capacity2029 | Build CT_Firm Capacity2029 | System | Generator | Build CT 2042 | Build CT | Firm Capacity | 1 | 2029-01-01 | 0 | MW
0 | 0 | System | Generator | Build CT 2042 | Build CT | Firm Capacity | 1 | 2029-04-01 | 0 | MW
0 | 0 | System | Generator | Build CT 2042 | Build CT | Firm Capacity | 1 | 2029-07-01 | 0 | MW
0 | 0 | System | Generator | Build CT 2042 | Build CT | Firm Capacity | 1 | 2029-10-01 | 0 | MW
Build CT 2042_Firm Capacity2030 | Build CT_Firm Capacity2030 | System | Generator | Build CT 2042 | Build CT | Firm Capacity | 1 | 2030-01-01 | 0 | MW
0 | 0 | System | Generator | Build CT 2042 | Build CT | Firm Capacity | 1 | 2030-04-01 | 0 | MW
0 | 0 | System | Generator | Build CT 2042 | Build CT | Firm Capacity | 1 | 2030-07-01 | 0 | MW
0 | 0 | System | Generator | Build CT 2042 | Build CT | Firm Capacity | 1 | 2030-10-01 | 0 | MW
Build CT 2042_Firm Capacity2031 | Build CT_Firm Capacity2031 | System | Generator | Build CT 2042 | Build CT | Firm Capacity | 1 | 2031-01-01 | 0 | MW
0 | 0 | System | Generator | Build CT 2042 | Build CT | Firm Capacity | 1 | 2031-04-01 | 0 | MW
0 | 0 | System | Generator | Build CT 2042 | Build CT | Firm Capacity | 1 | 2031-07-01 | 0 | MW
0 | 0 | System | Generator | Build CT 2042 | Build CT | Firm Capacity | 1 | 2031-10-01 | 0 | MW
Build CT 2042_Firm Capacity2032 | Build CT_Firm Capacity2032 | System | Generator | Build CT 2042 | Build CT | Firm Capacity | 1 | 2032-01-01 | 0 | MW
0 | 0 | System | Generator | Build CT 2042 | Build CT | Firm Capacity | 1 | 2032-04-01 | 0 | MW
0 | 0 | System | Generator | Build CT 2042 | Build CT | Firm Capacity | 1 | 2032-07-01 | 0 | MW
0 | 0 | System | Generator | Build CT 2042 | Build CT | Firm Capacity | 1 | 2032-10-01 | 0 | MW
Build CT 2042_Firm Capacity2033 | Build CT_Firm Capacity2033 | System | Generator | Build CT 2042 | Build CT | Firm Capacity | 1 | 2033-01-01 | 0 | MW
0 | 0 | System | Generator | Build CT 2042 | Build CT | Firm Capacity | 1 | 2033-04-01 | 0 | MW
0 | 0 | System | Generator | Build CT 2042 | Build CT | Firm Capacity | 1 | 2033-07-01 | 0 | MW
0 | 0 | System | Generator | Build CT 2042 | Build CT | Firm Capacity | 1 | 2033-10-01 | 0 | MW
Build CT 2042_Firm Capacity2034 | Build CT_Firm Capacity2034 | System | Generator | Build CT 2042 | Build CT | Firm Capacity | 1 | 2034-01-01 | 0 | MW
0 | 0 | System | Generator | Build CT 2042 | Build CT | Firm Capacity | 1 | 2034-04-01 | 0 | MW
0 | 0 | System | Generator | Build CT 2042 | Build CT | Firm Capacity | 1 | 2034-07-01 | 0 | MW
0 | 0 | System | Generator | Build CT 2042 | Build CT | Firm Capacity | 1 | 2034-10-01 | 0 | MW
Build CT 2042_Firm Capacity2035 | Build CT_Firm Capacity2035 | System | Generator | Build CT 2042 | Build CT | Firm Capacity | 1 | 2035-01-01 | 0 | MW
0 | 0 | System | Generator | Build CT 2042 | Build CT | Firm Capacity | 1 | 2035-04-01 | 0 | MW
0 | 0 | System | Generator | Build CT 2042 | Build CT | Firm Capacity | 1 | 2035-07-01 | 0 | MW
0 | 0 | System | Generator | Build CT 2042 | Build CT | Firm Capacity | 1 | 2035-10-01 | 0 | MW
Build CT 2042_Firm Capacity2036 | Build CT_Firm Capacity2036 | System | Generator | Build CT 2042 | Build CT | Firm Capacity | 1 | 2036-01-01 | 0 | MW
0 | 0 | System | Generator | Build CT 2042 | Build CT | Firm Capacity | 1 | 2036-04-01 | 0 | MW
0 | 0 | System | Generator | Build CT 2042 | Build CT | Firm Capacity | 1 | 2036-07-01 | 0 | MW
0 | 0 | System | Generator | Build CT 2042 | Build CT | Firm Capacity | 1 | 2036-10-01 | 0 | MW
Build CT 2042_Firm Capacity2037 | Build CT_Firm Capacity2037 | System | Generator | Build CT 2042 | Build CT | Firm Capacity | 1 | 2037-01-01 | 0 | MW
0 | 0 | System | Generator | Build CT 2042 | Build CT | Firm Capacity | 1 | 2037-04-01 | 0 | MW
0 | 0 | System | Generator | Build CT 2042 | Build CT | Firm Capacity | 1 | 2037-07-01 | 0 | MW
0 | 0 | System | Generator | Build CT 2042 | Build CT | Firm Capacity | 1 | 2037-10-01 | 0 | MW
Build CT 2042_Firm Capacity2038 | Build CT_Firm Capacity2038 | System | Generator | Build CT 2042 | Build CT | Firm Capacity | 1 | 2038-01-01 | 0 | MW
0 | 0 | System | Generator | Build CT 2042 | Build CT | Firm Capacity | 1 | 2038-04-01 | 0 | MW
0 | 0 | System | Generator | Build CT 2042 | Build CT | Firm Capacity | 1 | 2038-07-01 | 0 | MW
0 | 0 | System | Generator | Build CT 2042 | Build CT | Firm Capacity | 1 | 2038-10-01 | 0 | MW
Build CT 2042_Firm Capacity2039 | Build CT_Firm Capacity2039 | System | Generator | Build CT 2042 | Build CT | Firm Capacity | 1 | 2039-01-01 | 0 | MW
0 | 0 | System | Generator | Build CT 2042 | Build CT | Firm Capacity | 1 | 2039-04-01 | 0 | MW
0 | 0 | System | Generator | Build CT 2042 | Build CT | Firm Capacity | 1 | 2039-07-01 | 0 | MW
0 | 0 | System | Generator | Build CT 2042 | Build CT | Firm Capacity | 1 | 2039-10-01 | 0 | MW
Build CT 2042_Firm Capacity2040 | Build CT_Firm Capacity2040 | System | Generator | Build CT 2042 | Build CT | Firm Capacity | 1 | 2040-01-01 | 0 | MW
0 | 0 | System | Generator | Build CT 2042 | Build CT | Firm Capacity | 1 | 2040-04-01 | 0 | MW
0 | 0 | System | Generator | Build CT 2042 | Build CT | Firm Capacity | 1 | 2040-07-01 | 0 | MW
0 | 0 | System | Generator | Build CT 2042 | Build CT | Firm Capacity | 1 | 2040-10-01 | 0 | MW
Build CT 2042_Firm Capacity2041 | Build CT_Firm Capacity2041 | System | Generator | Build CT 2042 | Build CT | Firm Capacity | 1 | 2041-01-01 | 0 | MW
0 | 0 | System | Generator | Build CT 2042 | Build CT | Firm Capacity | 1 | 2041-04-01 | 0 | MW
0 | 0 | System | Generator | Build CT 2042 | Build CT | Firm Capacity | 1 | 2041-07-01 | 0 | MW
0 | 0 | System | Generator | Build CT 2042 | Build CT | Firm Capacity | 1 | 2041-10-01 | 0 | MW
Build CT 2042_Firm Capacity2042 | Build CT_Firm Capacity2042 | System | Generator | Build CT 2042 | Build CT | Firm Capacity | 1 | 2042-01-01 | 0 | MW
0 | 0 | System | Generator | Build CT 2042 | Build CT | Firm Capacity | 1 | 2042-04-01 | 0 | MW
0 | 0 | System | Generator | Build CT 2042 | Build CT | Firm Capacity | 1 | 2042-07-01 | 0 | MW
0 | 0 | System | Generator | Build CT 2042 | Build CT | Firm Capacity | 1 | 2042-10-01 | 0 | MW
Build CT 2042_Firm Capacity2043 | Build CT_Firm Capacity2043 | System | Generator | Build CT 2042 | Build CT | Firm Capacity | 1 | 2043-01-01 | 0 | MW
0 | 0 | System | Generator | Build CT 2042 | Build CT | Firm Capacity | 1 | 2043-04-01 | 0 | MW
0 | 0 | System | Generator | Build CT 2042 | Build CT | Firm Capacity | 1 | 2043-07-01 | 0 | MW
0 | 0 | System | Generator | Build CT 2042 | Build CT | Firm Capacity | 1 | 2043-10-01 | 0 | MW
Build CT 2043_Firm Capacity2024 | Build CT_Firm Capacity2024 | System | Generator | Build CT 2043 | Build CT | Firm Capacity | 1 | 2024-01-01 | 0 | MW
0 | 0 | System | Generator | Build CT 2043 | Build CT | Firm Capacity | 1 | 2024-04-01 | 0 | MW
0 | 0 | System | Generator | Build CT 2043 | Build CT | Firm Capacity | 1 | 2024-07-01 | 0 | MW
0 | 0 | System | Generator | Build CT 2043 | Build CT | Firm Capacity | 1 | 2024-10-01 | 0 | MW
Build CT 2043_Firm Capacity2025 | Build CT_Firm Capacity2025 | System | Generator | Build CT 2043 | Build CT | Firm Capacity | 1 | 2025-01-01 | 0 | MW
0 | 0 | System | Generator | Build CT 2043 | Build CT | Firm Capacity | 1 | 2025-04-01 | 0 | MW
0 | 0 | System | Generator | Build CT 2043 | Build CT | Firm Capacity | 1 | 2025-07-01 | 0 | MW
0 | 0 | System | Generator | Build CT 2043 | Build CT | Firm Capacity | 1 | 2025-10-01 | 0 | MW
Build CT 2043_Firm Capacity2026 | Build CT_Firm Capacity2026 | System | Generator | Build CT 2043 | Build CT | Firm Capacity | 1 | 2026-01-01 | 0 | MW
0 | 0 | System | Generator | Build CT 2043 | Build CT | Firm Capacity | 1 | 2026-04-01 | 0 | MW
0 | 0 | System | Generator | Build CT 2043 | Build CT | Firm Capacity | 1 | 2026-07-01 | 0 | MW
0 | 0 | System | Generator | Build CT 2043 | Build CT | Firm Capacity | 1 | 2026-10-01 | 0 | MW
Build CT 2043_Firm Capacity2027 | Build CT_Firm Capacity2027 | System | Generator | Build CT 2043 | Build CT | Firm Capacity | 1 | 2027-01-01 | 0 | MW
0 | 0 | System | Generator | Build CT 2043 | Build CT | Firm Capacity | 1 | 2027-04-01 | 0 | MW
0 | 0 | System | Generator | Build CT 2043 | Build CT | Firm Capacity | 1 | 2027-07-01 | 0 | MW
0 | 0 | System | Generator | Build CT 2043 | Build CT | Firm Capacity | 1 | 2027-10-01 | 0 | MW
Build CT 2043_Firm Capacity2028 | Build CT_Firm Capacity2028 | System | Generator | Build CT 2043 | Build CT | Firm Capacity | 1 | 2028-01-01 | 0 | MW
0 | 0 | System | Generator | Build CT 2043 | Build CT | Firm Capacity | 1 | 2028-04-01 | 0 | MW
0 | 0 | System | Generator | Build CT 2043 | Build CT | Firm Capacity | 1 | 2028-07-01 | 0 | MW
0 | 0 | System | Generator | Build CT 2043 | Build CT | Firm Capacity | 1 | 2028-10-01 | 0 | MW
Build CT 2043_Firm Capacity2029 | Build CT_Firm Capacity2029 | System | Generator | Build CT 2043 | Build CT | Firm Capacity | 1 | 2029-01-01 | 0 | MW
0 | 0 | System | Generator | Build CT 2043 | Build CT | Firm Capacity | 1 | 2029-04-01 | 0 | MW
0 | 0 | System | Generator | Build CT 2043 | Build CT | Firm Capacity | 1 | 2029-07-01 | 0 | MW
0 | 0 | System | Generator | Build CT 2043 | Build CT | Firm Capacity | 1 | 2029-10-01 | 0 | MW
Build CT 2043_Firm Capacity2030 | Build CT_Firm Capacity2030 | System | Generator | Build CT 2043 | Build CT | Firm Capacity | 1 | 2030-01-01 | 0 | MW
0 | 0 | System | Generator | Build CT 2043 | Build CT | Firm Capacity | 1 | 2030-04-01 | 0 | MW
0 | 0 | System | Generator | Build CT 2043 | Build CT | Firm Capacity | 1 | 2030-07-01 | 0 | MW
0 | 0 | System | Generator | Build CT 2043 | Build CT | Firm Capacity | 1 | 2030-10-01 | 0 | MW
Build CT 2043_Firm Capacity2031 | Build CT_Firm Capacity2031 | System | Generator | Build CT 2043 | Build CT | Firm Capacity | 1 | 2031-01-01 | 0 | MW
0 | 0 | System | Generator | Build CT 2043 | Build CT | Firm Capacity | 1 | 2031-04-01 | 0 | MW
0 | 0 | System | Generator | Build CT 2043 | Build CT | Firm Capacity | 1 | 2031-07-01 | 0 | MW
0 | 0 | System | Generator | Build CT 2043 | Build CT | Firm Capacity | 1 | 2031-10-01 | 0 | MW
Build CT 2043_Firm Capacity2032 | Build CT_Firm Capacity2032 | System | Generator | Build CT 2043 | Build CT | Firm Capacity | 1 | 2032-01-01 | 0 | MW
0 | 0 | System | Generator | Build CT 2043 | Build CT | Firm Capacity | 1 | 2032-04-01 | 0 | MW
0 | 0 | System | Generator | Build CT 2043 | Build CT | Firm Capacity | 1 | 2032-07-01 | 0 | MW
0 | 0 | System | Generator | Build CT 2043 | Build CT | Firm Capacity | 1 | 2032-10-01 | 0 | MW
Build CT 2043_Firm Capacity2033 | Build CT_Firm Capacity2033 | System | Generator | Build CT 2043 | Build CT | Firm Capacity | 1 | 2033-01-01 | 0 | MW
0 | 0 | System | Generator | Build CT 2043 | Build CT | Firm Capacity | 1 | 2033-04-01 | 0 | MW
0 | 0 | System | Generator | Build CT 2043 | Build CT | Firm Capacity | 1 | 2033-07-01 | 0 | MW
0 | 0 | System | Generator | Build CT 2043 | Build CT | Firm Capacity | 1 | 2033-10-01 | 0 | MW
Build CT 2043_Firm Capacity2034 | Build CT_Firm Capacity2034 | System | Generator | Build CT 2043 | Build CT | Firm Capacity | 1 | 2034-01-01 | 0 | MW
0 | 0 | System | Generator | Build CT 2043 | Build CT | Firm Capacity | 1 | 2034-04-01 | 0 | MW
0 | 0 | System | Generator | Build CT 2043 | Build CT | Firm Capacity | 1 | 2034-07-01 | 0 | MW
0 | 0 | System | Generator | Build CT 2043 | Build CT | Firm Capacity | 1 | 2034-10-01 | 0 | MW
Build CT 2043_Firm Capacity2035 | Build CT_Firm Capacity2035 | System | Generator | Build CT 2043 | Build CT | Firm Capacity | 1 | 2035-01-01 | 0 | MW
0 | 0 | System | Generator | Build CT 2043 | Build CT | Firm Capacity | 1 | 2035-04-01 | 0 | MW
0 | 0 | System | Generator | Build CT 2043 | Build CT | Firm Capacity | 1 | 2035-07-01 | 0 | MW
0 | 0 | System | Generator | Build CT 2043 | Build CT | Firm Capacity | 1 | 2035-10-01 | 0 | MW
Build CT 2043_Firm Capacity2036 | Build CT_Firm Capacity2036 | System | Generator | Build CT 2043 | Build CT | Firm Capacity | 1 | 2036-01-01 | 0 | MW
0 | 0 | System | Generator | Build CT 2043 | Build CT | Firm Capacity | 1 | 2036-04-01 | 0 | MW
0 | 0 | System | Generator | Build CT 2043 | Build CT | Firm Capacity | 1 | 2036-07-01 | 0 | MW
0 | 0 | System | Generator | Build CT 2043 | Build CT | Firm Capacity | 1 | 2036-10-01 | 0 | MW
Build CT 2043_Firm Capacity2037 | Build CT_Firm Capacity2037 | System | Generator | Build CT 2043 | Build CT | Firm Capacity | 1 | 2037-01-01 | 0 | MW
0 | 0 | System | Generator | Build CT 2043 | Build CT | Firm Capacity | 1 | 2037-04-01 | 0 | MW
0 | 0 | System | Generator | Build CT 2043 | Build CT | Firm Capacity | 1 | 2037-07-01 | 0 | MW
0 | 0 | System | Generator | Build CT 2043 | Build CT | Firm Capacity | 1 | 2037-10-01 | 0 | MW
Build CT 2043_Firm Capacity2038 | Build CT_Firm Capacity2038 | System | Generator | Build CT 2043 | Build CT | Firm Capacity | 1 | 2038-01-01 | 0 | MW
0 | 0 | System | Generator | Build CT 2043 | Build CT | Firm Capacity | 1 | 2038-04-01 | 0 | MW
0 | 0 | System | Generator | Build CT 2043 | Build CT | Firm Capacity | 1 | 2038-07-01 | 0 | MW
0 | 0 | System | Generator | Build CT 2043 | Build CT | Firm Capacity | 1 | 2038-10-01 | 0 | MW
Build CT 2043_Firm Capacity2039 | Build CT_Firm Capacity2039 | System | Generator | Build CT 2043 | Build CT | Firm Capacity | 1 | 2039-01-01 | 0 | MW
0 | 0 | System | Generator | Build CT 2043 | Build CT | Firm Capacity | 1 | 2039-04-01 | 0 | MW
0 | 0 | System | Generator | Build CT 2043 | Build CT | Firm Capacity | 1 | 2039-07-01 | 0 | MW
0 | 0 | System | Generator | Build CT 2043 | Build CT | Firm Capacity | 1 | 2039-10-01 | 0 | MW
Build CT 2043_Firm Capacity2040 | Build CT_Firm Capacity2040 | System | Generator | Build CT 2043 | Build CT | Firm Capacity | 1 | 2040-01-01 | 0 | MW
0 | 0 | System | Generator | Build CT 2043 | Build CT | Firm Capacity | 1 | 2040-04-01 | 0 | MW
0 | 0 | System | Generator | Build CT 2043 | Build CT | Firm Capacity | 1 | 2040-07-01 | 0 | MW
0 | 0 | System | Generator | Build CT 2043 | Build CT | Firm Capacity | 1 | 2040-10-01 | 0 | MW
Build CT 2043_Firm Capacity2041 | Build CT_Firm Capacity2041 | System | Generator | Build CT 2043 | Build CT | Firm Capacity | 1 | 2041-01-01 | 0 | MW
0 | 0 | System | Generator | Build CT 2043 | Build CT | Firm Capacity | 1 | 2041-04-01 | 0 | MW
0 | 0 | System | Generator | Build CT 2043 | Build CT | Firm Capacity | 1 | 2041-07-01 | 0 | MW
0 | 0 | System | Generator | Build CT 2043 | Build CT | Firm Capacity | 1 | 2041-10-01 | 0 | MW
Build CT 2043_Firm Capacity2042 | Build CT_Firm Capacity2042 | System | Generator | Build CT 2043 | Build CT | Firm Capacity | 1 | 2042-01-01 | 0 | MW
0 | 0 | System | Generator | Build CT 2043 | Build CT | Firm Capacity | 1 | 2042-04-01 | 0 | MW
0 | 0 | System | Generator | Build CT 2043 | Build CT | Firm Capacity | 1 | 2042-07-01 | 0 | MW
0 | 0 | System | Generator | Build CT 2043 | Build CT | Firm Capacity | 1 | 2042-10-01 | 0 | MW
Build CT 2043_Firm Capacity2043 | Build CT_Firm Capacity2043 | System | Generator | Build CT 2043 | Build CT | Firm Capacity | 1 | 2043-01-01 | 0 | MW
0 | 0 | System | Generator | Build CT 2043 | Build CT | Firm Capacity | 1 | 2043-04-01 | 0 | MW
0 | 0 | System | Generator | Build CT 2043 | Build CT | Firm Capacity | 1 | 2043-07-01 | 0 | MW
0 | 0 | System | Generator | Build CT 2043 | Build CT | Firm Capacity | 1 | 2043-10-01 | 0 | MW
Build Capacity Only_Firm Capacity2024 | Build Capacity_Firm Capacity2024 | System | Generator | Build Capacity Only | Build Capacity | Firm Capacity | 1 | 2024-01-01 | 0 | MW
0 | 0 | System | Generator | Build Capacity Only | Build Capacity | Firm Capacity | 1 | 2024-04-01 | 0 | MW
0 | 0 | System | Generator | Build Capacity Only | Build Capacity | Firm Capacity | 1 | 2024-07-01 | 0 | MW
0 | 0 | System | Generator | Build Capacity Only | Build Capacity | Firm Capacity | 1 | 2024-10-01 | 0 | MW
Build Capacity Only_Firm Capacity2025 | Build Capacity_Firm Capacity2025 | System | Generator | Build Capacity Only | Build Capacity | Firm Capacity | 1 | 2025-01-01 | 1 | MW
0 | 0 | System | Generator | Build Capacity Only | Build Capacity | Firm Capacity | 1 | 2025-04-01 | 1 | MW
0 | 0 | System | Generator | Build Capacity Only | Build Capacity | Firm Capacity | 1 | 2025-07-01 | 1 | MW
0 | 0 | System | Generator | Build Capacity Only | Build Capacity | Firm Capacity | 1 | 2025-10-01 | 1 | MW
Build Capacity Only_Firm Capacity2026 | Build Capacity_Firm Capacity2026 | System | Generator | Build Capacity Only | Build Capacity | Firm Capacity | 1 | 2026-01-01 | 38 | MW
0 | 0 | System | Generator | Build Capacity Only | Build Capacity | Firm Capacity | 1 | 2026-04-01 | 38 | MW
0 | 0 | System | Generator | Build Capacity Only | Build Capacity | Firm Capacity | 1 | 2026-07-01 | 38 | MW
0 | 0 | System | Generator | Build Capacity Only | Build Capacity | Firm Capacity | 1 | 2026-10-01 | 38 | MW
Build Capacity Only_Firm Capacity2027 | Build Capacity_Firm Capacity2027 | System | Generator | Build Capacity Only | Build Capacity | Firm Capacity | 1 | 2027-01-01 | 0 | MW
0 | 0 | System | Generator | Build Capacity Only | Build Capacity | Firm Capacity | 1 | 2027-04-01 | 0 | MW
0 | 0 | System | Generator | Build Capacity Only | Build Capacity | Firm Capacity | 1 | 2027-07-01 | 0 | MW
0 | 0 | System | Generator | Build Capacity Only | Build Capacity | Firm Capacity | 1 | 2027-10-01 | 0 | MW
Build Capacity Only_Firm Capacity2028 | Build Capacity_Firm Capacity2028 | System | Generator | Build Capacity Only | Build Capacity | Firm Capacity | 1 | 2028-01-01 | 6 | MW
0 | 0 | System | Generator | Build Capacity Only | Build Capacity | Firm Capacity | 1 | 2028-04-01 | 6 | MW
0 | 0 | System | Generator | Build Capacity Only | Build Capacity | Firm Capacity | 1 | 2028-07-01 | 6 | MW
0 | 0 | System | Generator | Build Capacity Only | Build Capacity | Firm Capacity | 1 | 2028-10-01 | 6 | MW
Build Capacity Only_Firm Capacity2029 | Build Capacity_Firm Capacity2029 | System | Generator | Build Capacity Only | Build Capacity | Firm Capacity | 1 | 2029-01-01 | 0 | MW
0 | 0 | System | Generator | Build Capacity Only | Build Capacity | Firm Capacity | 1 | 2029-04-01 | 0 | MW
0 | 0 | System | Generator | Build Capacity Only | Build Capacity | Firm Capacity | 1 | 2029-07-01 | 0 | MW
0 | 0 | System | Generator | Build Capacity Only | Build Capacity | Firm Capacity | 1 | 2029-10-01 | 0 | MW
Build Capacity Only_Firm Capacity2030 | Build Capacity_Firm Capacity2030 | System | Generator | Build Capacity Only | Build Capacity | Firm Capacity | 1 | 2030-01-01 | 0 | MW
0 | 0 | System | Generator | Build Capacity Only | Build Capacity | Firm Capacity | 1 | 2030-04-01 | 0 | MW
0 | 0 | System | Generator | Build Capacity Only | Build Capacity | Firm Capacity | 1 | 2030-07-01 | 0 | MW
0 | 0 | System | Generator | Build Capacity Only | Build Capacity | Firm Capacity | 1 | 2030-10-01 | 0 | MW
Build Capacity Only_Firm Capacity2031 | Build Capacity_Firm Capacity2031 | System | Generator | Build Capacity Only | Build Capacity | Firm Capacity | 1 | 2031-01-01 | 0 | MW
0 | 0 | System | Generator | Build Capacity Only | Build Capacity | Firm Capacity | 1 | 2031-04-01 | 0 | MW
0 | 0 | System | Generator | Build Capacity Only | Build Capacity | Firm Capacity | 1 | 2031-07-01 | 0 | MW
0 | 0 | System | Generator | Build Capacity Only | Build Capacity | Firm Capacity | 1 | 2031-10-01 | 0 | MW
Build Capacity Only_Firm Capacity2032 | Build Capacity_Firm Capacity2032 | System | Generator | Build Capacity Only | Build Capacity | Firm Capacity | 1 | 2032-01-01 | 0 | MW
0 | 0 | System | Generator | Build Capacity Only | Build Capacity | Firm Capacity | 1 | 2032-04-01 | 0 | MW
0 | 0 | System | Generator | Build Capacity Only | Build Capacity | Firm Capacity | 1 | 2032-07-01 | 0 | MW
0 | 0 | System | Generator | Build Capacity Only | Build Capacity | Firm Capacity | 1 | 2032-10-01 | 0 | MW
Build Capacity Only_Firm Capacity2033 | Build Capacity_Firm Capacity2033 | System | Generator | Build Capacity Only | Build Capacity | Firm Capacity | 1 | 2033-01-01 | 0 | MW
0 | 0 | System | Generator | Build Capacity Only | Build Capacity | Firm Capacity | 1 | 2033-04-01 | 0 | MW
0 | 0 | System | Generator | Build Capacity Only | Build Capacity | Firm Capacity | 1 | 2033-07-01 | 0 | MW
0 | 0 | System | Generator | Build Capacity Only | Build Capacity | Firm Capacity | 1 | 2033-10-01 | 0 | MW
Build Capacity Only_Firm Capacity2034 | Build Capacity_Firm Capacity2034 | System | Generator | Build Capacity Only | Build Capacity | Firm Capacity | 1 | 2034-01-01 | 0 | MW
0 | 0 | System | Generator | Build Capacity Only | Build Capacity | Firm Capacity | 1 | 2034-04-01 | 0 | MW
0 | 0 | System | Generator | Build Capacity Only | Build Capacity | Firm Capacity | 1 | 2034-07-01 | 0 | MW
0 | 0 | System | Generator | Build Capacity Only | Build Capacity | Firm Capacity | 1 | 2034-10-01 | 0 | MW
Build Capacity Only_Firm Capacity2035 | Build Capacity_Firm Capacity2035 | System | Generator | Build Capacity Only | Build Capacity | Firm Capacity | 1 | 2035-01-01 | 0 | MW
0 | 0 | System | Generator | Build Capacity Only | Build Capacity | Firm Capacity | 1 | 2035-04-01 | 0 | MW
0 | 0 | System | Generator | Build Capacity Only | Build Capacity | Firm Capacity | 1 | 2035-07-01 | 0 | MW
0 | 0 | System | Generator | Build Capacity Only | Build Capacity | Firm Capacity | 1 | 2035-10-01 | 0 | MW
Build Capacity Only_Firm Capacity2036 | Build Capacity_Firm Capacity2036 | System | Generator | Build Capacity Only | Build Capacity | Firm Capacity | 1 | 2036-01-01 | 0 | MW
0 | 0 | System | Generator | Build Capacity Only | Build Capacity | Firm Capacity | 1 | 2036-04-01 | 0 | MW
0 | 0 | System | Generator | Build Capacity Only | Build Capacity | Firm Capacity | 1 | 2036-07-01 | 0 | MW
0 | 0 | System | Generator | Build Capacity Only | Build Capacity | Firm Capacity | 1 | 2036-10-01 | 0 | MW
Build Capacity Only_Firm Capacity2037 | Build Capacity_Firm Capacity2037 | System | Generator | Build Capacity Only | Build Capacity | Firm Capacity | 1 | 2037-01-01 | 0 | MW
0 | 0 | System | Generator | Build Capacity Only | Build Capacity | Firm Capacity | 1 | 2037-04-01 | 0 | MW
0 | 0 | System | Generator | Build Capacity Only | Build Capacity | Firm Capacity | 1 | 2037-07-01 | 0 | MW
0 | 0 | System | Generator | Build Capacity Only | Build Capacity | Firm Capacity | 1 | 2037-10-01 | 0 | MW
Build Capacity Only_Firm Capacity2038 | Build Capacity_Firm Capacity2038 | System | Generator | Build Capacity Only | Build Capacity | Firm Capacity | 1 | 2038-01-01 | 0 | MW
0 | 0 | System | Generator | Build Capacity Only | Build Capacity | Firm Capacity | 1 | 2038-04-01 | 0 | MW
0 | 0 | System | Generator | Build Capacity Only | Build Capacity | Firm Capacity | 1 | 2038-07-01 | 0 | MW
0 | 0 | System | Generator | Build Capacity Only | Build Capacity | Firm Capacity | 1 | 2038-10-01 | 0 | MW
Build Capacity Only_Firm Capacity2039 | Build Capacity_Firm Capacity2039 | System | Generator | Build Capacity Only | Build Capacity | Firm Capacity | 1 | 2039-01-01 | 1 | MW
0 | 0 | System | Generator | Build Capacity Only | Build Capacity | Firm Capacity | 1 | 2039-04-01 | 1 | MW
0 | 0 | System | Generator | Build Capacity Only | Build Capacity | Firm Capacity | 1 | 2039-07-01 | 1 | MW
0 | 0 | System | Generator | Build Capacity Only | Build Capacity | Firm Capacity | 1 | 2039-10-01 | 1 | MW
Build Capacity Only_Firm Capacity2040 | Build Capacity_Firm Capacity2040 | System | Generator | Build Capacity Only | Build Capacity | Firm Capacity | 1 | 2040-01-01 | 0 | MW
0 | 0 | System | Generator | Build Capacity Only | Build Capacity | Firm Capacity | 1 | 2040-04-01 | 0 | MW
0 | 0 | System | Generator | Build Capacity Only | Build Capacity | Firm Capacity | 1 | 2040-07-01 | 0 | MW
0 | 0 | System | Generator | Build Capacity Only | Build Capacity | Firm Capacity | 1 | 2040-10-01 | 0 | MW
Build Capacity Only_Firm Capacity2041 | Build Capacity_Firm Capacity2041 | System | Generator | Build Capacity Only | Build Capacity | Firm Capacity | 1 | 2041-01-01 | 0 | MW
0 | 0 | System | Generator | Build Capacity Only | Build Capacity | Firm Capacity | 1 | 2041-04-01 | 0 | MW
0 | 0 | System | Generator | Build Capacity Only | Build Capacity | Firm Capacity | 1 | 2041-07-01 | 0 | MW
0 | 0 | System | Generator | Build Capacity Only | Build Capacity | Firm Capacity | 1 | 2041-10-01 | 0 | MW
Build Capacity Only_Firm Capacity2042 | Build Capacity_Firm Capacity2042 | System | Generator | Build Capacity Only | Build Capacity | Firm Capacity | 1 | 2042-01-01 | 0 | MW
0 | 0 | System | Generator | Build Capacity Only | Build Capacity | Firm Capacity | 1 | 2042-04-01 | 0 | MW
0 | 0 | System | Generator | Build Capacity Only | Build Capacity | Firm Capacity | 1 | 2042-07-01 | 0 | MW
0 | 0 | System | Generator | Build Capacity Only | Build Capacity | Firm Capacity | 1 | 2042-10-01 | 0 | MW
Build Capacity Only_Firm Capacity2043 | Build Capacity_Firm Capacity2043 | System | Generator | Build Capacity Only | Build Capacity | Firm Capacity | 1 | 2043-01-01 | 0 | MW
0 | 0 | System | Generator | Build Capacity Only | Build Capacity | Firm Capacity | 1 | 2043-04-01 | 0 | MW
0 | 0 | System | Generator | Build Capacity Only | Build Capacity | Firm Capacity | 1 | 2043-07-01 | 0 | MW
0 | 0 | System | Generator | Build Capacity Only | Build Capacity | Firm Capacity | 1 | 2043-10-01 | 0 | MW
Build Winter Capacity Only_Firm Capacity2024 | Build Capacity_Firm Capacity2024 | System | Generator | Build Winter Capacity Only | Build Capacity | Firm Capacity | 1 | 2024-01-01 | 0 | MW
0 | 0 | System | Generator | Build Winter Capacity Only | Build Capacity | Firm Capacity | 1 | 2024-04-01 | 0 | MW
0 | 0 | System | Generator | Build Winter Capacity Only | Build Capacity | Firm Capacity | 1 | 2024-07-01 | 0 | MW
0 | 0 | System | Generator | Build Winter Capacity Only | Build Capacity | Firm Capacity | 1 | 2024-10-01 | 0 | MW
Build Winter Capacity Only_Firm Capacity2025 | Build Capacity_Firm Capacity2025 | System | Generator | Build Winter Capacity Only | Build Capacity | Firm Capacity | 1 | 2025-01-01 | 67 | MW
0 | 0 | System | Generator | Build Winter Capacity Only | Build Capacity | Firm Capacity | 1 | 2025-04-01 | 0 | MW
0 | 0 | System | Generator | Build Winter Capacity Only | Build Capacity | Firm Capacity | 1 | 2025-07-01 | 0 | MW
0 | 0 | System | Generator | Build Winter Capacity Only | Build Capacity | Firm Capacity | 1 | 2025-10-01 | 0 | MW
Build Winter Capacity Only_Firm Capacity2026 | Build Capacity_Firm Capacity2026 | System | Generator | Build Winter Capacity Only | Build Capacity | Firm Capacity | 1 | 2026-01-01 | 0 | MW
0 | 0 | System | Generator | Build Winter Capacity Only | Build Capacity | Firm Capacity | 1 | 2026-04-01 | 0 | MW
0 | 0 | System | Generator | Build Winter Capacity Only | Build Capacity | Firm Capacity | 1 | 2026-07-01 | 0 | MW
0 | 0 | System | Generator | Build Winter Capacity Only | Build Capacity | Firm Capacity | 1 | 2026-10-01 | 0 | MW
Build Winter Capacity Only_Firm Capacity2027 | Build Capacity_Firm Capacity2027 | System | Generator | Build Winter Capacity Only | Build Capacity | Firm Capacity | 1 | 2027-01-01 | 112 | MW
0 | 0 | System | Generator | Build Winter Capacity Only | Build Capacity | Firm Capacity | 1 | 2027-04-01 | 0 | MW
0 | 0 | System | Generator | Build Winter Capacity Only | Build Capacity | Firm Capacity | 1 | 2027-07-01 | 0 | MW
0 | 0 | System | Generator | Build Winter Capacity Only | Build Capacity | Firm Capacity | 1 | 2027-10-01 | 0 | MW
Build Winter Capacity Only_Firm Capacity2028 | Build Capacity_Firm Capacity2028 | System | Generator | Build Winter Capacity Only | Build Capacity | Firm Capacity | 1 | 2028-01-01 | 102 | MW
0 | 0 | System | Generator | Build Winter Capacity Only | Build Capacity | Firm Capacity | 1 | 2028-04-01 | 0 | MW
0 | 0 | System | Generator | Build Winter Capacity Only | Build Capacity | Firm Capacity | 1 | 2028-07-01 | 0 | MW
0 | 0 | System | Generator | Build Winter Capacity Only | Build Capacity | Firm Capacity | 1 | 2028-10-01 | 0 | MW
Build Winter Capacity Only_Firm Capacity2029 | Build Capacity_Firm Capacity2029 | System | Generator | Build Winter Capacity Only | Build Capacity | Firm Capacity | 1 | 2029-01-01 | 332 | MW
0 | 0 | System | Generator | Build Winter Capacity Only | Build Capacity | Firm Capacity | 1 | 2029-04-01 | 0 | MW
0 | 0 | System | Generator | Build Winter Capacity Only | Build Capacity | Firm Capacity | 1 | 2029-07-01 | 0 | MW
0 | 0 | System | Generator | Build Winter Capacity Only | Build Capacity | Firm Capacity | 1 | 2029-10-01 | 0 | MW
Build Winter Capacity Only_Firm Capacity2030 | Build Capacity_Firm Capacity2030 | System | Generator | Build Winter Capacity Only | Build Capacity | Firm Capacity | 1 | 2030-01-01 | 76 | MW
0 | 0 | System | Generator | Build Winter Capacity Only | Build Capacity | Firm Capacity | 1 | 2030-04-01 | 0 | MW
0 | 0 | System | Generator | Build Winter Capacity Only | Build Capacity | Firm Capacity | 1 | 2030-07-01 | 0 | MW
0 | 0 | System | Generator | Build Winter Capacity Only | Build Capacity | Firm Capacity | 1 | 2030-10-01 | 0 | MW
Build Winter Capacity Only_Firm Capacity2031 | Build Capacity_Firm Capacity2031 | System | Generator | Build Winter Capacity Only | Build Capacity | Firm Capacity | 1 | 2031-01-01 | 0 | MW
0 | 0 | System | Generator | Build Winter Capacity Only | Build Capacity | Firm Capacity | 1 | 2031-04-01 | 0 | MW
0 | 0 | System | Generator | Build Winter Capacity Only | Build Capacity | Firm Capacity | 1 | 2031-07-01 | 0 | MW
0 | 0 | System | Generator | Build Winter Capacity Only | Build Capacity | Firm Capacity | 1 | 2031-10-01 | 0 | MW
Build Winter Capacity Only_Firm Capacity2032 | Build Capacity_Firm Capacity2032 | System | Generator | Build Winter Capacity Only | Build Capacity | Firm Capacity | 1 | 2032-01-01 | 0 | MW
0 | 0 | System | Generator | Build Winter Capacity Only | Build Capacity | Firm Capacity | 1 | 2032-04-01 | 0 | MW
0 | 0 | System | Generator | Build Winter Capacity Only | Build Capacity | Firm Capacity | 1 | 2032-07-01 | 0 | MW
0 | 0 | System | Generator | Build Winter Capacity Only | Build Capacity | Firm Capacity | 1 | 2032-10-01 | 0 | MW
Build Winter Capacity Only_Firm Capacity2033 | Build Capacity_Firm Capacity2033 | System | Generator | Build Winter Capacity Only | Build Capacity | Firm Capacity | 1 | 2033-01-01 | 0 | MW
0 | 0 | System | Generator | Build Winter Capacity Only | Build Capacity | Firm Capacity | 1 | 2033-04-01 | 0 | MW
0 | 0 | System | Generator | Build Winter Capacity Only | Build Capacity | Firm Capacity | 1 | 2033-07-01 | 0 | MW
0 | 0 | System | Generator | Build Winter Capacity Only | Build Capacity | Firm Capacity | 1 | 2033-10-01 | 0 | MW
Build Winter Capacity Only_Firm Capacity2034 | Build Capacity_Firm Capacity2034 | System | Generator | Build Winter Capacity Only | Build Capacity | Firm Capacity | 1 | 2034-01-01 | 0 | MW
0 | 0 | System | Generator | Build Winter Capacity Only | Build Capacity | Firm Capacity | 1 | 2034-04-01 | 0 | MW
0 | 0 | System | Generator | Build Winter Capacity Only | Build Capacity | Firm Capacity | 1 | 2034-07-01 | 0 | MW
0 | 0 | System | Generator | Build Winter Capacity Only | Build Capacity | Firm Capacity | 1 | 2034-10-01 | 0 | MW
Build Winter Capacity Only_Firm Capacity2035 | Build Capacity_Firm Capacity2035 | System | Generator | Build Winter Capacity Only | Build Capacity | Firm Capacity | 1 | 2035-01-01 | 0 | MW
0 | 0 | System | Generator | Build Winter Capacity Only | Build Capacity | Firm Capacity | 1 | 2035-04-01 | 0 | MW
0 | 0 | System | Generator | Build Winter Capacity Only | Build Capacity | Firm Capacity | 1 | 2035-07-01 | 0 | MW
0 | 0 | System | Generator | Build Winter Capacity Only | Build Capacity | Firm Capacity | 1 | 2035-10-01 | 0 | MW
Build Winter Capacity Only_Firm Capacity2036 | Build Capacity_Firm Capacity2036 | System | Generator | Build Winter Capacity Only | Build Capacity | Firm Capacity | 1 | 2036-01-01 | 0 | MW
0 | 0 | System | Generator | Build Winter Capacity Only | Build Capacity | Firm Capacity | 1 | 2036-04-01 | 0 | MW
0 | 0 | System | Generator | Build Winter Capacity Only | Build Capacity | Firm Capacity | 1 | 2036-07-01 | 0 | MW
0 | 0 | System | Generator | Build Winter Capacity Only | Build Capacity | Firm Capacity | 1 | 2036-10-01 | 0 | MW
Build Winter Capacity Only_Firm Capacity2037 | Build Capacity_Firm Capacity2037 | System | Generator | Build Winter Capacity Only | Build Capacity | Firm Capacity | 1 | 2037-01-01 | 0 | MW
0 | 0 | System | Generator | Build Winter Capacity Only | Build Capacity | Firm Capacity | 1 | 2037-04-01 | 0 | MW
0 | 0 | System | Generator | Build Winter Capacity Only | Build Capacity | Firm Capacity | 1 | 2037-07-01 | 0 | MW
0 | 0 | System | Generator | Build Winter Capacity Only | Build Capacity | Firm Capacity | 1 | 2037-10-01 | 0 | MW
Build Winter Capacity Only_Firm Capacity2038 | Build Capacity_Firm Capacity2038 | System | Generator | Build Winter Capacity Only | Build Capacity | Firm Capacity | 1 | 2038-01-01 | 0 | MW
0 | 0 | System | Generator | Build Winter Capacity Only | Build Capacity | Firm Capacity | 1 | 2038-04-01 | 0 | MW
0 | 0 | System | Generator | Build Winter Capacity Only | Build Capacity | Firm Capacity | 1 | 2038-07-01 | 0 | MW
0 | 0 | System | Generator | Build Winter Capacity Only | Build Capacity | Firm Capacity | 1 | 2038-10-01 | 0 | MW
Build Winter Capacity Only_Firm Capacity2039 | Build Capacity_Firm Capacity2039 | System | Generator | Build Winter Capacity Only | Build Capacity | Firm Capacity | 1 | 2039-01-01 | 0 | MW
0 | 0 | System | Generator | Build Winter Capacity Only | Build Capacity | Firm Capacity | 1 | 2039-04-01 | 0 | MW
0 | 0 | System | Generator | Build Winter Capacity Only | Build Capacity | Firm Capacity | 1 | 2039-07-01 | 0 | MW
0 | 0 | System | Generator | Build Winter Capacity Only | Build Capacity | Firm Capacity | 1 | 2039-10-01 | 0 | MW
Build Winter Capacity Only_Firm Capacity2040 | Build Capacity_Firm Capacity2040 | System | Generator | Build Winter Capacity Only | Build Capacity | Firm Capacity | 1 | 2040-01-01 | 0 | MW
0 | 0 | System | Generator | Build Winter Capacity Only | Build Capacity | Firm Capacity | 1 | 2040-04-01 | 0 | MW
0 | 0 | System | Generator | Build Winter Capacity Only | Build Capacity | Firm Capacity | 1 | 2040-07-01 | 0 | MW
0 | 0 | System | Generator | Build Winter Capacity Only | Build Capacity | Firm Capacity | 1 | 2040-10-01 | 0 | MW
Build Winter Capacity Only_Firm Capacity2041 | Build Capacity_Firm Capacity2041 | System | Generator | Build Winter Capacity Only | Build Capacity | Firm Capacity | 1 | 2041-01-01 | 0 | MW
0 | 0 | System | Generator | Build Winter Capacity Only | Build Capacity | Firm Capacity | 1 | 2041-04-01 | 0 | MW
0 | 0 | System | Generator | Build Winter Capacity Only | Build Capacity | Firm Capacity | 1 | 2041-07-01 | 0 | MW
0 | 0 | System | Generator | Build Winter Capacity Only | Build Capacity | Firm Capacity | 1 | 2041-10-01 | 0 | MW
Build Winter Capacity Only_Firm Capacity2042 | Build Capacity_Firm Capacity2042 | System | Generator | Build Winter Capacity Only | Build Capacity | Firm Capacity | 1 | 2042-01-01 | 0 | MW
0 | 0 | System | Generator | Build Winter Capacity Only | Build Capacity | Firm Capacity | 1 | 2042-04-01 | 0 | MW
0 | 0 | System | Generator | Build Winter Capacity Only | Build Capacity | Firm Capacity | 1 | 2042-07-01 | 0 | MW
0 | 0 | System | Generator | Build Winter Capacity Only | Build Capacity | Firm Capacity | 1 | 2042-10-01 | 0 | MW
Build Winter Capacity Only_Firm Capacity2043 | Build Capacity_Firm Capacity2043 | System | Generator | Build Winter Capacity Only | Build Capacity | Firm Capacity | 1 | 2043-01-01 | 0 | MW
0 | 0 | System | Generator | Build Winter Capacity Only | Build Capacity | Firm Capacity | 1 | 2043-04-01 | 0 | MW
0 | 0 | System | Generator | Build Winter Capacity Only | Build Capacity | Firm Capacity | 1 | 2043-07-01 | 0 | MW
0 | 0 | System | Generator | Build Winter Capacity Only | Build Capacity | Firm Capacity | 1 | 2043-10-01 | 0 | MW
G DSM Existing DSRDR_Firm Capacity2024 | DSM Existing_Firm Capacity2024 | System | Generator | G DSM Existing DSRDR | DSM Existing | Firm Capacity | 1 | 2024-01-01 | 91 | MW
0 | 0 | System | Generator | G DSM Existing DSRDR | DSM Existing | Firm Capacity | 1 | 2024-04-01 | 91 | MW
0 | 0 | System | Generator | G DSM Existing DSRDR | DSM Existing | Firm Capacity | 1 | 2024-07-01 | 91 | MW
0 | 0 | System | Generator | G DSM Existing DSRDR | DSM Existing | Firm Capacity | 1 | 2024-10-01 | 91 | MW
G DSM Existing DSRDR_Firm Capacity2025 | DSM Existing_Firm Capacity2025 | System | Generator | G DSM Existing DSRDR | DSM Existing | Firm Capacity | 1 | 2025-01-01 | 0 | MW
0 | 0 | System | Generator | G DSM Existing DSRDR | DSM Existing | Firm Capacity | 1 | 2025-04-01 | 0 | MW
0 | 0 | System | Generator | G DSM Existing DSRDR | DSM Existing | Firm Capacity | 1 | 2025-07-01 | 0 | MW
0 | 0 | System | Generator | G DSM Existing DSRDR | DSM Existing | Firm Capacity | 1 | 2025-10-01 | 0 | MW
G DSM Existing DSRDR_Firm Capacity2026 | DSM Existing_Firm Capacity2026 | System | Generator | G DSM Existing DSRDR | DSM Existing | Firm Capacity | 1 | 2026-01-01 | 0 | MW
0 | 0 | System | Generator | G DSM Existing DSRDR | DSM Existing | Firm Capacity | 1 | 2026-04-01 | 0 | MW
0 | 0 | System | Generator | G DSM Existing DSRDR | DSM Existing | Firm Capacity | 1 | 2026-07-01 | 0 | MW
0 | 0 | System | Generator | G DSM Existing DSRDR | DSM Existing | Firm Capacity | 1 | 2026-10-01 | 0 | MW
G DSM Existing DSRDR_Firm Capacity2027 | DSM Existing_Firm Capacity2027 | System | Generator | G DSM Existing DSRDR | DSM Existing | Firm Capacity | 1 | 2027-01-01 | 0 | MW
0 | 0 | System | Generator | G DSM Existing DSRDR | DSM Existing | Firm Capacity | 1 | 2027-04-01 | 0 | MW
0 | 0 | System | Generator | G DSM Existing DSRDR | DSM Existing | Firm Capacity | 1 | 2027-07-01 | 0 | MW
0 | 0 | System | Generator | G DSM Existing DSRDR | DSM Existing | Firm Capacity | 1 | 2027-10-01 | 0 | MW
G DSM Existing DSRDR_Firm Capacity2028 | DSM Existing_Firm Capacity2028 | System | Generator | G DSM Existing DSRDR | DSM Existing | Firm Capacity | 1 | 2028-01-01 | 0 | MW
0 | 0 | System | Generator | G DSM Existing DSRDR | DSM Existing | Firm Capacity | 1 | 2028-04-01 | 0 | MW
0 | 0 | System | Generator | G DSM Existing DSRDR | DSM Existing | Firm Capacity | 1 | 2028-07-01 | 0 | MW
0 | 0 | System | Generator | G DSM Existing DSRDR | DSM Existing | Firm Capacity | 1 | 2028-10-01 | 0 | MW
G DSM Existing DSRDR_Firm Capacity2029 | DSM Existing_Firm Capacity2029 | System | Generator | G DSM Existing DSRDR | DSM Existing | Firm Capacity | 1 | 2029-01-01 | 0 | MW
0 | 0 | System | Generator | G DSM Existing DSRDR | DSM Existing | Firm Capacity | 1 | 2029-04-01 | 0 | MW
0 | 0 | System | Generator | G DSM Existing DSRDR | DSM Existing | Firm Capacity | 1 | 2029-07-01 | 0 | MW
0 | 0 | System | Generator | G DSM Existing DSRDR | DSM Existing | Firm Capacity | 1 | 2029-10-01 | 0 | MW
G DSM Existing DSRDR_Firm Capacity2030 | DSM Existing_Firm Capacity2030 | System | Generator | G DSM Existing DSRDR | DSM Existing | Firm Capacity | 1 | 2030-01-01 | 0 | MW
0 | 0 | System | Generator | G DSM Existing DSRDR | DSM Existing | Firm Capacity | 1 | 2030-04-01 | 0 | MW
0 | 0 | System | Generator | G DSM Existing DSRDR | DSM Existing | Firm Capacity | 1 | 2030-07-01 | 0 | MW
0 | 0 | System | Generator | G DSM Existing DSRDR | DSM Existing | Firm Capacity | 1 | 2030-10-01 | 0 | MW
G DSM Existing DSRDR_Firm Capacity2031 | DSM Existing_Firm Capacity2031 | System | Generator | G DSM Existing DSRDR | DSM Existing | Firm Capacity | 1 | 2031-01-01 | 0 | MW
0 | 0 | System | Generator | G DSM Existing DSRDR | DSM Existing | Firm Capacity | 1 | 2031-04-01 | 0 | MW
0 | 0 | System | Generator | G DSM Existing DSRDR | DSM Existing | Firm Capacity | 1 | 2031-07-01 | 0 | MW
0 | 0 | System | Generator | G DSM Existing DSRDR | DSM Existing | Firm Capacity | 1 | 2031-10-01 | 0 | MW
G DSM Existing DSRDR_Firm Capacity2032 | DSM Existing_Firm Capacity2032 | System | Generator | G DSM Existing DSRDR | DSM Existing | Firm Capacity | 1 | 2032-01-01 | 0 | MW
0 | 0 | System | Generator | G DSM Existing DSRDR | DSM Existing | Firm Capacity | 1 | 2032-04-01 | 0 | MW
0 | 0 | System | Generator | G DSM Existing DSRDR | DSM Existing | Firm Capacity | 1 | 2032-07-01 | 0 | MW
0 | 0 | System | Generator | G DSM Existing DSRDR | DSM Existing | Firm Capacity | 1 | 2032-10-01 | 0 | MW
G DSM Existing DSRDR_Firm Capacity2033 | DSM Existing_Firm Capacity2033 | System | Generator | G DSM Existing DSRDR | DSM Existing | Firm Capacity | 1 | 2033-01-01 | 0 | MW
0 | 0 | System | Generator | G DSM Existing DSRDR | DSM Existing | Firm Capacity | 1 | 2033-04-01 | 0 | MW
0 | 0 | System | Generator | G DSM Existing DSRDR | DSM Existing | Firm Capacity | 1 | 2033-07-01 | 0 | MW
0 | 0 | System | Generator | G DSM Existing DSRDR | DSM Existing | Firm Capacity | 1 | 2033-10-01 | 0 | MW
G DSM Existing DSRDR_Firm Capacity2034 | DSM Existing_Firm Capacity2034 | System | Generator | G DSM Existing DSRDR | DSM Existing | Firm Capacity | 1 | 2034-01-01 | 0 | MW
0 | 0 | System | Generator | G DSM Existing DSRDR | DSM Existing | Firm Capacity | 1 | 2034-04-01 | 0 | MW
0 | 0 | System | Generator | G DSM Existing DSRDR | DSM Existing | Firm Capacity | 1 | 2034-07-01 | 0 | MW
0 | 0 | System | Generator | G DSM Existing DSRDR | DSM Existing | Firm Capacity | 1 | 2034-10-01 | 0 | MW
G DSM Existing DSRDR_Firm Capacity2035 | DSM Existing_Firm Capacity2035 | System | Generator | G DSM Existing DSRDR | DSM Existing | Firm Capacity | 1 | 2035-01-01 | 0 | MW
0 | 0 | System | Generator | G DSM Existing DSRDR | DSM Existing | Firm Capacity | 1 | 2035-04-01 | 0 | MW
0 | 0 | System | Generator | G DSM Existing DSRDR | DSM Existing | Firm Capacity | 1 | 2035-07-01 | 0 | MW
0 | 0 | System | Generator | G DSM Existing DSRDR | DSM Existing | Firm Capacity | 1 | 2035-10-01 | 0 | MW
G DSM Existing DSRDR_Firm Capacity2036 | DSM Existing_Firm Capacity2036 | System | Generator | G DSM Existing DSRDR | DSM Existing | Firm Capacity | 1 | 2036-01-01 | 0 | MW
0 | 0 | System | Generator | G DSM Existing DSRDR | DSM Existing | Firm Capacity | 1 | 2036-04-01 | 0 | MW
0 | 0 | System | Generator | G DSM Existing DSRDR | DSM Existing | Firm Capacity | 1 | 2036-07-01 | 0 | MW
0 | 0 | System | Generator | G DSM Existing DSRDR | DSM Existing | Firm Capacity | 1 | 2036-10-01 | 0 | MW
G DSM Existing DSRDR_Firm Capacity2037 | DSM Existing_Firm Capacity2037 | System | Generator | G DSM Existing DSRDR | DSM Existing | Firm Capacity | 1 | 2037-01-01 | 0 | MW
0 | 0 | System | Generator | G DSM Existing DSRDR | DSM Existing | Firm Capacity | 1 | 2037-04-01 | 0 | MW
0 | 0 | System | Generator | G DSM Existing DSRDR | DSM Existing | Firm Capacity | 1 | 2037-07-01 | 0 | MW
0 | 0 | System | Generator | G DSM Existing DSRDR | DSM Existing | Firm Capacity | 1 | 2037-10-01 | 0 | MW
G DSM Existing DSRDR_Firm Capacity2038 | DSM Existing_Firm Capacity2038 | System | Generator | G DSM Existing DSRDR | DSM Existing | Firm Capacity | 1 | 2038-01-01 | 0 | MW
0 | 0 | System | Generator | G DSM Existing DSRDR | DSM Existing | Firm Capacity | 1 | 2038-04-01 | 0 | MW
0 | 0 | System | Generator | G DSM Existing DSRDR | DSM Existing | Firm Capacity | 1 | 2038-07-01 | 0 | MW
0 | 0 | System | Generator | G DSM Existing DSRDR | DSM Existing | Firm Capacity | 1 | 2038-10-01 | 0 | MW
G DSM Existing DSRDR_Firm Capacity2039 | DSM Existing_Firm Capacity2039 | System | Generator | G DSM Existing DSRDR | DSM Existing | Firm Capacity | 1 | 2039-01-01 | 0 | MW
0 | 0 | System | Generator | G DSM Existing DSRDR | DSM Existing | Firm Capacity | 1 | 2039-04-01 | 0 | MW
0 | 0 | System | Generator | G DSM Existing DSRDR | DSM Existing | Firm Capacity | 1 | 2039-07-01 | 0 | MW
0 | 0 | System | Generator | G DSM Existing DSRDR | DSM Existing | Firm Capacity | 1 | 2039-10-01 | 0 | MW
G DSM Existing DSRDR_Firm Capacity2040 | DSM Existing_Firm Capacity2040 | System | Generator | G DSM Existing DSRDR | DSM Existing | Firm Capacity | 1 | 2040-01-01 | 0 | MW
0 | 0 | System | Generator | G DSM Existing DSRDR | DSM Existing | Firm Capacity | 1 | 2040-04-01 | 0 | MW
0 | 0 | System | Generator | G DSM Existing DSRDR | DSM Existing | Firm Capacity | 1 | 2040-07-01 | 0 | MW
0 | 0 | System | Generator | G DSM Existing DSRDR | DSM Existing | Firm Capacity | 1 | 2040-10-01 | 0 | MW
G DSM Existing DSRDR_Firm Capacity2041 | DSM Existing_Firm Capacity2041 | System | Generator | G DSM Existing DSRDR | DSM Existing | Firm Capacity | 1 | 2041-01-01 | 0 | MW
0 | 0 | System | Generator | G DSM Existing DSRDR | DSM Existing | Firm Capacity | 1 | 2041-04-01 | 0 | MW
0 | 0 | System | Generator | G DSM Existing DSRDR | DSM Existing | Firm Capacity | 1 | 2041-07-01 | 0 | MW
0 | 0 | System | Generator | G DSM Existing DSRDR | DSM Existing | Firm Capacity | 1 | 2041-10-01 | 0 | MW
G DSM Existing DSRDR_Firm Capacity2042 | DSM Existing_Firm Capacity2042 | System | Generator | G DSM Existing DSRDR | DSM Existing | Firm Capacity | 1 | 2042-01-01 | 0 | MW
0 | 0 | System | Generator | G DSM Existing DSRDR | DSM Existing | Firm Capacity | 1 | 2042-04-01 | 0 | MW
0 | 0 | System | Generator | G DSM Existing DSRDR | DSM Existing | Firm Capacity | 1 | 2042-07-01 | 0 | MW
0 | 0 | System | Generator | G DSM Existing DSRDR | DSM Existing | Firm Capacity | 1 | 2042-10-01 | 0 | MW
G DSM Existing DSRDR_Firm Capacity2043 | DSM Existing_Firm Capacity2043 | System | Generator | G DSM Existing DSRDR | DSM Existing | Firm Capacity | 1 | 2043-01-01 | 0 | MW
0 | 0 | System | Generator | G DSM Existing DSRDR | DSM Existing | Firm Capacity | 1 | 2043-04-01 | 0 | MW
0 | 0 | System | Generator | G DSM Existing DSRDR | DSM Existing | Firm Capacity | 1 | 2043-07-01 | 0 | MW
0 | 0 | System | Generator | G DSM Existing DSRDR | DSM Existing | Firm Capacity | 1 | 2043-10-01 | 0 | MW
MO West TOU_Firm Capacity2024 | TOU Rate Impact_Firm Capacity2024 | System | Generator | MO West TOU | TOU Rate Impact | Firm Capacity | 1 | 2024-01-01 | 0 | MW
0 | 0 | System | Generator | MO West TOU | TOU Rate Impact | Firm Capacity | 1 | 2024-04-01 | 3.1963 | MW
0 | 0 | System | Generator | MO West TOU | TOU Rate Impact | Firm Capacity | 1 | 2024-07-01 | 3.1963 | MW
0 | 0 | System | Generator | MO West TOU | TOU Rate Impact | Firm Capacity | 1 | 2024-10-01 | 2.6268 | MW
MO West TOU_Firm Capacity2025 | TOU Rate Impact_Firm Capacity2025 | System | Generator | MO West TOU | TOU Rate Impact | Firm Capacity | 1 | 2025-01-01 | 2.6268 | MW
0 | 0 | System | Generator | MO West TOU | TOU Rate Impact | Firm Capacity | 1 | 2025-04-01 | 5.6062 | MW
0 | 0 | System | Generator | MO West TOU | TOU Rate Impact | Firm Capacity | 1 | 2025-07-01 | 5.6062 | MW
0 | 0 | System | Generator | MO West TOU | TOU Rate Impact | Firm Capacity | 1 | 2025-10-01 | 4.6412 | MW
MO West TOU_Firm Capacity2026 | TOU Rate Impact_Firm Capacity2026 | System | Generator | MO West TOU | TOU Rate Impact | Firm Capacity | 1 | 2026-01-01 | 4.6412 | MW
0 | 0 | System | Generator | MO West TOU | TOU Rate Impact | Firm Capacity | 1 | 2026-04-01 | 8.407 | MW
0 | 0 | System | Generator | MO West TOU | TOU Rate Impact | Firm Capacity | 1 | 2026-07-01 | 8.407 | MW
0 | 0 | System | Generator | MO West TOU | TOU Rate Impact | Firm Capacity | 1 | 2026-10-01 | 6.9829 | MW
MO West TOU_Firm Capacity2027 | TOU Rate Impact_Firm Capacity2027 | System | Generator | MO West TOU | TOU Rate Impact | Firm Capacity | 1 | 2027-01-01 | 6.9829 | MW
0 | 0 | System | Generator | MO West TOU | TOU Rate Impact | Firm Capacity | 1 | 2027-04-01 | 11.206 | MW
0 | 0 | System | Generator | MO West TOU | TOU Rate Impact | Firm Capacity | 1 | 2027-07-01 | 11.206 | MW
0 | 0 | System | Generator | MO West TOU | TOU Rate Impact | Firm Capacity | 1 | 2027-10-01 | 9.3419 | MW
MO West TOU_Firm Capacity2028 | TOU Rate Impact_Firm Capacity2028 | System | Generator | MO West TOU | TOU Rate Impact | Firm Capacity | 1 | 2028-01-01 | 9.3419 | MW
0 | 0 | System | Generator | MO West TOU | TOU Rate Impact | Firm Capacity | 1 | 2028-04-01 | 11.2091 | MW
0 | 0 | System | Generator | MO West TOU | TOU Rate Impact | Firm Capacity | 1 | 2028-07-01 | 11.2091 | MW
0 | 0 | System | Generator | MO West TOU | TOU Rate Impact | Firm Capacity | 1 | 2028-10-01 | 9.3587 | MW
MO West TOU_Firm Capacity2029 | TOU Rate Impact_Firm Capacity2029 | System | Generator | MO West TOU | TOU Rate Impact | Firm Capacity | 1 | 2029-01-01 | 9.3587 | MW
0 | 0 | System | Generator | MO West TOU | TOU Rate Impact | Firm Capacity | 1 | 2029-04-01 | 11.1965 | MW
0 | 0 | System | Generator | MO West TOU | TOU Rate Impact | Firm Capacity | 1 | 2029-07-01 | 11.1965 | MW
0 | 0 | System | Generator | MO West TOU | TOU Rate Impact | Firm Capacity | 1 | 2029-10-01 | 9.4048 | MW
MO West TOU_Firm Capacity2030 | TOU Rate Impact_Firm Capacity2030 | System | Generator | MO West TOU | TOU Rate Impact | Firm Capacity | 1 | 2030-01-01 | 9.4048 | MW
0 | 0 | System | Generator | MO West TOU | TOU Rate Impact | Firm Capacity | 1 | 2030-04-01 | 11.1898 | MW
0 | 0 | System | Generator | MO West TOU | TOU Rate Impact | Firm Capacity | 1 | 2030-07-01 | 11.1898 | MW
0 | 0 | System | Generator | MO West TOU | TOU Rate Impact | Firm Capacity | 1 | 2030-10-01 | 9.4242 | MW
MO West TOU_Firm Capacity2031 | TOU Rate Impact_Firm Capacity2031 | System | Generator | MO West TOU | TOU Rate Impact | Firm Capacity | 1 | 2031-01-01 | 9.4242 | MW
0 | 0 | System | Generator | MO West TOU | TOU Rate Impact | Firm Capacity | 1 | 2031-04-01 | 11.1835 | MW
0 | 0 | System | Generator | MO West TOU | TOU Rate Impact | Firm Capacity | 1 | 2031-07-01 | 11.1835 | MW
0 | 0 | System | Generator | MO West TOU | TOU Rate Impact | Firm Capacity | 1 | 2031-10-01 | 9.4419 | MW
MO West TOU_Firm Capacity2032 | TOU Rate Impact_Firm Capacity2032 | System | Generator | MO West TOU | TOU Rate Impact | Firm Capacity | 1 | 2032-01-01 | 9.4419 | MW
0 | 0 | System | Generator | MO West TOU | TOU Rate Impact | Firm Capacity | 1 | 2032-04-01 | 11.4751 | MW
0 | 0 | System | Generator | MO West TOU | TOU Rate Impact | Firm Capacity | 1 | 2032-07-01 | 11.4751 | MW
0 | 0 | System | Generator | MO West TOU | TOU Rate Impact | Firm Capacity | 1 | 2032-10-01 | 9.4538 | MW
MO West TOU_Firm Capacity2033 | TOU Rate Impact_Firm Capacity2033 | System | Generator | MO West TOU | TOU Rate Impact | Firm Capacity | 1 | 2033-01-01 | 9.4538 | MW
0 | 0 | System | Generator | MO West TOU | TOU Rate Impact | Firm Capacity | 1 | 2033-04-01 | 11.174 | MW
0 | 0 | System | Generator | MO West TOU | TOU Rate Impact | Firm Capacity | 1 | 2033-07-01 | 11.174 | MW
0 | 0 | System | Generator | MO West TOU | TOU Rate Impact | Firm Capacity | 1 | 2033-10-01 | 9.4722 | MW
MO West TOU_Firm Capacity2034 | TOU Rate Impact_Firm Capacity2034 | System | Generator | MO West TOU | TOU Rate Impact | Firm Capacity | 1 | 2034-01-01 | 9.4722 | MW
0 | 0 | System | Generator | MO West TOU | TOU Rate Impact | Firm Capacity | 1 | 2034-04-01 | 11.1646 | MW
0 | 0 | System | Generator | MO West TOU | TOU Rate Impact | Firm Capacity | 1 | 2034-07-01 | 11.1646 | MW
0 | 0 | System | Generator | MO West TOU | TOU Rate Impact | Firm Capacity | 1 | 2034-10-01 | 9.4864 | MW
MO West TOU_Firm Capacity2035 | TOU Rate Impact_Firm Capacity2035 | System | Generator | MO West TOU | TOU Rate Impact | Firm Capacity | 1 | 2035-01-01 | 9.4864 | MW
0 | 0 | System | Generator | MO West TOU | TOU Rate Impact | Firm Capacity | 1 | 2035-04-01 | 11.1668 | MW
0 | 0 | System | Generator | MO West TOU | TOU Rate Impact | Firm Capacity | 1 | 2035-07-01 | 11.1668 | MW
0 | 0 | System | Generator | MO West TOU | TOU Rate Impact | Firm Capacity | 1 | 2035-10-01 | 9.5061 | MW
MO West TOU_Firm Capacity2036 | TOU Rate Impact_Firm Capacity2036 | System | Generator | MO West TOU | TOU Rate Impact | Firm Capacity | 1 | 2036-01-01 | 9.5061 | MW
0 | 0 | System | Generator | MO West TOU | TOU Rate Impact | Firm Capacity | 1 | 2036-04-01 | 11.186 | MW
0 | 0 | System | Generator | MO West TOU | TOU Rate Impact | Firm Capacity | 1 | 2036-07-01 | 11.186 | MW
0 | 0 | System | Generator | MO West TOU | TOU Rate Impact | Firm Capacity | 1 | 2036-10-01 | 9.5115 | MW
MO West TOU_Firm Capacity2037 | TOU Rate Impact_Firm Capacity2037 | System | Generator | MO West TOU | TOU Rate Impact | Firm Capacity | 1 | 2037-01-01 | 9.5115 | MW
0 | 0 | System | Generator | MO West TOU | TOU Rate Impact | Firm Capacity | 1 | 2037-04-01 | 11.4701 | MW
0 | 0 | System | Generator | MO West TOU | TOU Rate Impact | Firm Capacity | 1 | 2037-07-01 | 11.4701 | MW
0 | 0 | System | Generator | MO West TOU | TOU Rate Impact | Firm Capacity | 1 | 2037-10-01 | 9.5317 | MW
MO West TOU_Firm Capacity2038 | TOU Rate Impact_Firm Capacity2038 | System | Generator | MO West TOU | TOU Rate Impact | Firm Capacity | 1 | 2038-01-01 | 9.5317 | MW
0 | 0 | System | Generator | MO West TOU | TOU Rate Impact | Firm Capacity | 1 | 2038-04-01 | 11.184 | MW
0 | 0 | System | Generator | MO West TOU | TOU Rate Impact | Firm Capacity | 1 | 2038-07-01 | 11.184 | MW
0 | 0 | System | Generator | MO West TOU | TOU Rate Impact | Firm Capacity | 1 | 2038-10-01 | 9.5524 | MW
MO West TOU_Firm Capacity2039 | TOU Rate Impact_Firm Capacity2039 | System | Generator | MO West TOU | TOU Rate Impact | Firm Capacity | 1 | 2039-01-01 | 9.5524 | MW
0 | 0 | System | Generator | MO West TOU | TOU Rate Impact | Firm Capacity | 1 | 2039-04-01 | 11.1784 | MW
0 | 0 | System | Generator | MO West TOU | TOU Rate Impact | Firm Capacity | 1 | 2039-07-01 | 11.1784 | MW
0 | 0 | System | Generator | MO West TOU | TOU Rate Impact | Firm Capacity | 1 | 2039-10-01 | 9.5587 | MW
MO West TOU_Firm Capacity2040 | TOU Rate Impact_Firm Capacity2040 | System | Generator | MO West TOU | TOU Rate Impact | Firm Capacity | 1 | 2040-01-01 | 9.5587 | MW
0 | 0 | System | Generator | MO West TOU | TOU Rate Impact | Firm Capacity | 1 | 2040-04-01 | 11.1808 | MW
0 | 0 | System | Generator | MO West TOU | TOU Rate Impact | Firm Capacity | 1 | 2040-07-01 | 11.1808 | MW
0 | 0 | System | Generator | MO West TOU | TOU Rate Impact | Firm Capacity | 1 | 2040-10-01 | 9.5688 | MW
MO West TOU_Firm Capacity2041 | TOU Rate Impact_Firm Capacity2041 | System | Generator | MO West TOU | TOU Rate Impact | Firm Capacity | 1 | 2041-01-01 | 9.5688 | MW
0 | 0 | System | Generator | MO West TOU | TOU Rate Impact | Firm Capacity | 1 | 2041-04-01 | 11.1414 | MW
0 | 0 | System | Generator | MO West TOU | TOU Rate Impact | Firm Capacity | 1 | 2041-07-01 | 11.1414 | MW
0 | 0 | System | Generator | MO West TOU | TOU Rate Impact | Firm Capacity | 1 | 2041-10-01 | 9.5348 | MW
MO West TOU_Firm Capacity2042 | TOU Rate Impact_Firm Capacity2042 | System | Generator | MO West TOU | TOU Rate Impact | Firm Capacity | 1 | 2042-01-01 | 9.5348 | MW
0 | 0 | System | Generator | MO West TOU | TOU Rate Impact | Firm Capacity | 1 | 2042-04-01 | 11.1546 | MW
0 | 0 | System | Generator | MO West TOU | TOU Rate Impact | Firm Capacity | 1 | 2042-07-01 | 11.1546 | MW
0 | 0 | System | Generator | MO West TOU | TOU Rate Impact | Firm Capacity | 1 | 2042-10-01 | 9.5475 | MW
MO West TOU_Firm Capacity2043 | TOU Rate Impact_Firm Capacity2043 | System | Generator | MO West TOU | TOU Rate Impact | Firm Capacity | 1 | 2043-01-01 | 9.5475 | MW
0 | 0 | System | Generator | MO West TOU | TOU Rate Impact | Firm Capacity | 1 | 2043-04-01 | 11.1739 | MW
0 | 0 | System | Generator | MO West TOU | TOU Rate Impact | Firm Capacity | 1 | 2043-07-01 | 11.1739 | MW
0 | 0 | System | Generator | MO West TOU | TOU Rate Impact | Firm Capacity | 1 | 2043-10-01 | 9.5661 | MW
MOW PBA_Firm Capacity2024 | PBA_Firm Capacity2024 | System | Generator | MOW PBA | PBA | Firm Capacity | 1 | 2024-01-01 | 0 | MW
0 | 0 | System | Generator | MOW PBA | PBA | Firm Capacity | 1 | 2024-04-01 | 0 | MW
0 | 0 | System | Generator | MOW PBA | PBA | Firm Capacity | 1 | 2024-07-01 | 0 | MW
0 | 0 | System | Generator | MOW PBA | PBA | Firm Capacity | 1 | 2024-10-01 | 0 | MW
MOW PBA_Firm Capacity2025 | PBA_Firm Capacity2025 | System | Generator | MOW PBA | PBA | Firm Capacity | 1 | 2025-01-01 | 0 | MW
0 | 0 | System | Generator | MOW PBA | PBA | Firm Capacity | 1 | 2025-04-01 | 0 | MW
0 | 0 | System | Generator | MOW PBA | PBA | Firm Capacity | 1 | 2025-07-01 | 0 | MW
0 | 0 | System | Generator | MOW PBA | PBA | Firm Capacity | 1 | 2025-10-01 | 0 | MW
MOW PBA_Firm Capacity2026 | PBA_Firm Capacity2026 | System | Generator | MOW PBA | PBA | Firm Capacity | 1 | 2026-01-01 | 0 | MW
0 | 0 | System | Generator | MOW PBA | PBA | Firm Capacity | 1 | 2026-04-01 | 22.1877 | MW
0 | 0 | System | Generator | MOW PBA | PBA | Firm Capacity | 1 | 2026-07-01 | 22.1877 | MW
0 | 0 | System | Generator | MOW PBA | PBA | Firm Capacity | 1 | 2026-10-01 | 22.1877 | MW
MOW PBA_Firm Capacity2027 | PBA_Firm Capacity2027 | System | Generator | MOW PBA | PBA | Firm Capacity | 1 | 2027-01-01 | -74.7247 | MW
0 | 0 | System | Generator | MOW PBA | PBA | Firm Capacity | 1 | 2027-04-01 | 23.4773 | MW
0 | 0 | System | Generator | MOW PBA | PBA | Firm Capacity | 1 | 2027-07-01 | 23.4773 | MW
0 | 0 | System | Generator | MOW PBA | PBA | Firm Capacity | 1 | 2027-10-01 | 23.4773 | MW
MOW PBA_Firm Capacity2028 | PBA_Firm Capacity2028 | System | Generator | MOW PBA | PBA | Firm Capacity | 1 | 2028-01-01 | -78.6101 | MW
0 | 0 | System | Generator | MOW PBA | PBA | Firm Capacity | 1 | 2028-04-01 | 23.969 | MW
0 | 0 | System | Generator | MOW PBA | PBA | Firm Capacity | 1 | 2028-07-01 | 23.969 | MW
0 | 0 | System | Generator | MOW PBA | PBA | Firm Capacity | 1 | 2028-10-01 | 23.969 | MW
MOW PBA_Firm Capacity2029 | PBA_Firm Capacity2029 | System | Generator | MOW PBA | PBA | Firm Capacity | 1 | 2029-01-01 | -83.3367 | MW
0 | 0 | System | Generator | MOW PBA | PBA | Firm Capacity | 1 | 2029-04-01 | 24.2591 | MW
0 | 0 | System | Generator | MOW PBA | PBA | Firm Capacity | 1 | 2029-07-01 | 24.2591 | MW
0 | 0 | System | Generator | MOW PBA | PBA | Firm Capacity | 1 | 2029-10-01 | 24.2591 | MW
MOW PBA_Firm Capacity2030 | PBA_Firm Capacity2030 | System | Generator | MOW PBA | PBA | Firm Capacity | 1 | 2030-01-01 | -80.3859 | MW
0 | 0 | System | Generator | MOW PBA | PBA | Firm Capacity | 1 | 2030-04-01 | 24.4767 | MW
0 | 0 | System | Generator | MOW PBA | PBA | Firm Capacity | 1 | 2030-07-01 | 24.4767 | MW
0 | 0 | System | Generator | MOW PBA | PBA | Firm Capacity | 1 | 2030-10-01 | 24.4767 | MW
MOW PBA_Firm Capacity2031 | PBA_Firm Capacity2031 | System | Generator | MOW PBA | PBA | Firm Capacity | 1 | 2031-01-01 | -95.1051 | MW
0 | 0 | System | Generator | MOW PBA | PBA | Firm Capacity | 1 | 2031-04-01 | 24.4767 | MW
0 | 0 | System | Generator | MOW PBA | PBA | Firm Capacity | 1 | 2031-07-01 | 24.4767 | MW
0 | 0 | System | Generator | MOW PBA | PBA | Firm Capacity | 1 | 2031-10-01 | 24.4767 | MW
MOW PBA_Firm Capacity2032 | PBA_Firm Capacity2032 | System | Generator | MOW PBA | PBA | Firm Capacity | 1 | 2032-01-01 | -95.1051 | MW
0 | 0 | System | Generator | MOW PBA | PBA | Firm Capacity | 1 | 2032-04-01 | 24.4767 | MW
0 | 0 | System | Generator | MOW PBA | PBA | Firm Capacity | 1 | 2032-07-01 | 24.4767 | MW
0 | 0 | System | Generator | MOW PBA | PBA | Firm Capacity | 1 | 2032-10-01 | 24.4767 | MW
MOW PBA_Firm Capacity2033 | PBA_Firm Capacity2033 | System | Generator | MOW PBA | PBA | Firm Capacity | 1 | 2033-01-01 | -95.1051 | MW
0 | 0 | System | Generator | MOW PBA | PBA | Firm Capacity | 1 | 2033-04-01 | 24.4767 | MW
0 | 0 | System | Generator | MOW PBA | PBA | Firm Capacity | 1 | 2033-07-01 | 24.4767 | MW
0 | 0 | System | Generator | MOW PBA | PBA | Firm Capacity | 1 | 2033-10-01 | 24.4767 | MW
MOW PBA_Firm Capacity2034 | PBA_Firm Capacity2034 | System | Generator | MOW PBA | PBA | Firm Capacity | 1 | 2034-01-01 | -95.1051 | MW
0 | 0 | System | Generator | MOW PBA | PBA | Firm Capacity | 1 | 2034-04-01 | 24.4767 | MW
0 | 0 | System | Generator | MOW PBA | PBA | Firm Capacity | 1 | 2034-07-01 | 24.4767 | MW
0 | 0 | System | Generator | MOW PBA | PBA | Firm Capacity | 1 | 2034-10-01 | 24.4767 | MW
MOW PBA_Firm Capacity2035 | PBA_Firm Capacity2035 | System | Generator | MOW PBA | PBA | Firm Capacity | 1 | 2035-01-01 | -95.1051 | MW
0 | 0 | System | Generator | MOW PBA | PBA | Firm Capacity | 1 | 2035-04-01 | 24.4767 | MW
0 | 0 | System | Generator | MOW PBA | PBA | Firm Capacity | 1 | 2035-07-01 | 24.4767 | MW
0 | 0 | System | Generator | MOW PBA | PBA | Firm Capacity | 1 | 2035-10-01 | 24.4767 | MW
MOW PBA_Firm Capacity2036 | PBA_Firm Capacity2036 | System | Generator | MOW PBA | PBA | Firm Capacity | 1 | 2036-01-01 | -95.1051 | MW
0 | 0 | System | Generator | MOW PBA | PBA | Firm Capacity | 1 | 2036-04-01 | 24.4767 | MW
0 | 0 | System | Generator | MOW PBA | PBA | Firm Capacity | 1 | 2036-07-01 | 24.4767 | MW
0 | 0 | System | Generator | MOW PBA | PBA | Firm Capacity | 1 | 2036-10-01 | 24.4767 | MW
MOW PBA_Firm Capacity2037 | PBA_Firm Capacity2037 | System | Generator | MOW PBA | PBA | Firm Capacity | 1 | 2037-01-01 | -95.1051 | MW
0 | 0 | System | Generator | MOW PBA | PBA | Firm Capacity | 1 | 2037-04-01 | 24.4767 | MW
0 | 0 | System | Generator | MOW PBA | PBA | Firm Capacity | 1 | 2037-07-01 | 24.4767 | MW
0 | 0 | System | Generator | MOW PBA | PBA | Firm Capacity | 1 | 2037-10-01 | 24.4767 | MW
MOW PBA_Firm Capacity2038 | PBA_Firm Capacity2038 | System | Generator | MOW PBA | PBA | Firm Capacity | 1 | 2038-01-01 | -95.1051 | MW
0 | 0 | System | Generator | MOW PBA | PBA | Firm Capacity | 1 | 2038-04-01 | 24.4767 | MW
0 | 0 | System | Generator | MOW PBA | PBA | Firm Capacity | 1 | 2038-07-01 | 24.4767 | MW
0 | 0 | System | Generator | MOW PBA | PBA | Firm Capacity | 1 | 2038-10-01 | 24.4767 | MW
MOW PBA_Firm Capacity2039 | PBA_Firm Capacity2039 | System | Generator | MOW PBA | PBA | Firm Capacity | 1 | 2039-01-01 | -95.1051 | MW
0 | 0 | System | Generator | MOW PBA | PBA | Firm Capacity | 1 | 2039-04-01 | 24.4767 | MW
0 | 0 | System | Generator | MOW PBA | PBA | Firm Capacity | 1 | 2039-07-01 | 24.4767 | MW
0 | 0 | System | Generator | MOW PBA | PBA | Firm Capacity | 1 | 2039-10-01 | 24.4767 | MW
MOW PBA_Firm Capacity2040 | PBA_Firm Capacity2040 | System | Generator | MOW PBA | PBA | Firm Capacity | 1 | 2040-01-01 | -95.1051 | MW
0 | 0 | System | Generator | MOW PBA | PBA | Firm Capacity | 1 | 2040-04-01 | 24.4767 | MW
0 | 0 | System | Generator | MOW PBA | PBA | Firm Capacity | 1 | 2040-07-01 | 24.4767 | MW
0 | 0 | System | Generator | MOW PBA | PBA | Firm Capacity | 1 | 2040-10-01 | 24.4767 | MW
MOW PBA_Firm Capacity2041 | PBA_Firm Capacity2041 | System | Generator | MOW PBA | PBA | Firm Capacity | 1 | 2041-01-01 | -95.1051 | MW
0 | 0 | System | Generator | MOW PBA | PBA | Firm Capacity | 1 | 2041-04-01 | 24.4767 | MW
0 | 0 | System | Generator | MOW PBA | PBA | Firm Capacity | 1 | 2041-07-01 | 24.4767 | MW
0 | 0 | System | Generator | MOW PBA | PBA | Firm Capacity | 1 | 2041-10-01 | 24.4767 | MW
MOW PBA_Firm Capacity2042 | PBA_Firm Capacity2042 | System | Generator | MOW PBA | PBA | Firm Capacity | 1 | 2042-01-01 | -95.1051 | MW
0 | 0 | System | Generator | MOW PBA | PBA | Firm Capacity | 1 | 2042-04-01 | 24.4767 | MW
0 | 0 | System | Generator | MOW PBA | PBA | Firm Capacity | 1 | 2042-07-01 | 24.4767 | MW
0 | 0 | System | Generator | MOW PBA | PBA | Firm Capacity | 1 | 2042-10-01 | 24.4767 | MW
MOW PBA_Firm Capacity2043 | PBA_Firm Capacity2043 | System | Generator | MOW PBA | PBA | Firm Capacity | 1 | 2043-01-01 | -95.1051 | MW
0 | 0 | System | Generator | MOW PBA | PBA | Firm Capacity | 1 | 2043-04-01 | 24.4767 | MW
0 | 0 | System | Generator | MOW PBA | PBA | Firm Capacity | 1 | 2043-07-01 | 24.4767 | MW
0 | 0 | System | Generator | MOW PBA | PBA | Firm Capacity | 1 | 2043-10-01 | 24.4767 | MW
Build Battery-Wind 2026_Firm Generation Capacity2024 | Build Battery-Wind_Firm Generation Capacity2024 | System | Battery | Build Battery-Wind 2026 | Build Battery-Wind | Firm Generation Capacity | 1 | 2024-01-01 | 0 | MW
0 | 0 | System | Battery | Build Battery-Wind 2026 | Build Battery-Wind | Firm Generation Capacity | 1 | 2024-04-01 | 0 | MW
0 | 0 | System | Battery | Build Battery-Wind 2026 | Build Battery-Wind | Firm Generation Capacity | 1 | 2024-07-01 | 0 | MW
0 | 0 | System | Battery | Build Battery-Wind 2026 | Build Battery-Wind | Firm Generation Capacity | 1 | 2024-10-01 | 0 | MW
Build Battery-Wind 2026_Firm Generation Capacity2025 | Build Battery-Wind_Firm Generation Capacity2025 | System | Battery | Build Battery-Wind 2026 | Build Battery-Wind | Firm Generation Capacity | 1 | 2025-01-01 | 0 | MW
0 | 0 | System | Battery | Build Battery-Wind 2026 | Build Battery-Wind | Firm Generation Capacity | 1 | 2025-04-01 | 0 | MW
0 | 0 | System | Battery | Build Battery-Wind 2026 | Build Battery-Wind | Firm Generation Capacity | 1 | 2025-07-01 | 0 | MW
0 | 0 | System | Battery | Build Battery-Wind 2026 | Build Battery-Wind | Firm Generation Capacity | 1 | 2025-10-01 | 0 | MW
Build Battery-Wind 2026_Firm Generation Capacity2026 | Build Battery-Wind_Firm Generation Capacity2026 | System | Battery | Build Battery-Wind 2026 | Build Battery-Wind | Firm Generation Capacity | 1 | 2026-01-01 | 0 | MW
0 | 0 | System | Battery | Build Battery-Wind 2026 | Build Battery-Wind | Firm Generation Capacity | 1 | 2026-04-01 | 0 | MW
0 | 0 | System | Battery | Build Battery-Wind 2026 | Build Battery-Wind | Firm Generation Capacity | 1 | 2026-07-01 | 0 | MW
0 | 0 | System | Battery | Build Battery-Wind 2026 | Build Battery-Wind | Firm Generation Capacity | 1 | 2026-10-01 | 0 | MW
Build Battery-Wind 2026_Firm Generation Capacity2027 | Build Battery-Wind_Firm Generation Capacity2027 | System | Battery | Build Battery-Wind 2026 | Build Battery-Wind | Firm Generation Capacity | 1 | 2027-01-01 | 0 | MW
0 | 0 | System | Battery | Build Battery-Wind 2026 | Build Battery-Wind | Firm Generation Capacity | 1 | 2027-04-01 | 0 | MW
0 | 0 | System | Battery | Build Battery-Wind 2026 | Build Battery-Wind | Firm Generation Capacity | 1 | 2027-07-01 | 0 | MW
0 | 0 | System | Battery | Build Battery-Wind 2026 | Build Battery-Wind | Firm Generation Capacity | 1 | 2027-10-01 | 0 | MW
Build Battery-Wind 2026_Firm Generation Capacity2028 | Build Battery-Wind_Firm Generation Capacity2028 | System | Battery | Build Battery-Wind 2026 | Build Battery-Wind | Firm Generation Capacity | 1 | 2028-01-01 | 0 | MW
0 | 0 | System | Battery | Build Battery-Wind 2026 | Build Battery-Wind | Firm Generation Capacity | 1 | 2028-04-01 | 0 | MW
0 | 0 | System | Battery | Build Battery-Wind 2026 | Build Battery-Wind | Firm Generation Capacity | 1 | 2028-07-01 | 0 | MW
0 | 0 | System | Battery | Build Battery-Wind 2026 | Build Battery-Wind | Firm Generation Capacity | 1 | 2028-10-01 | 0 | MW
Build Battery-Wind 2026_Firm Generation Capacity2029 | Build Battery-Wind_Firm Generation Capacity2029 | System | Battery | Build Battery-Wind 2026 | Build Battery-Wind | Firm Generation Capacity | 1 | 2029-01-01 | 0 | MW
0 | 0 | System | Battery | Build Battery-Wind 2026 | Build Battery-Wind | Firm Generation Capacity | 1 | 2029-04-01 | 0 | MW
0 | 0 | System | Battery | Build Battery-Wind 2026 | Build Battery-Wind | Firm Generation Capacity | 1 | 2029-07-01 | 0 | MW
0 | 0 | System | Battery | Build Battery-Wind 2026 | Build Battery-Wind | Firm Generation Capacity | 1 | 2029-10-01 | 0 | MW
Build Battery-Wind 2026_Firm Generation Capacity2030 | Build Battery-Wind_Firm Generation Capacity2030 | System | Battery | Build Battery-Wind 2026 | Build Battery-Wind | Firm Generation Capacity | 1 | 2030-01-01 | 0 | MW
0 | 0 | System | Battery | Build Battery-Wind 2026 | Build Battery-Wind | Firm Generation Capacity | 1 | 2030-04-01 | 0 | MW
0 | 0 | System | Battery | Build Battery-Wind 2026 | Build Battery-Wind | Firm Generation Capacity | 1 | 2030-07-01 | 0 | MW
0 | 0 | System | Battery | Build Battery-Wind 2026 | Build Battery-Wind | Firm Generation Capacity | 1 | 2030-10-01 | 0 | MW
Build Battery-Wind 2026_Firm Generation Capacity2031 | Build Battery-Wind_Firm Generation Capacity2031 | System | Battery | Build Battery-Wind 2026 | Build Battery-Wind | Firm Generation Capacity | 1 | 2031-01-01 | 0 | MW
0 | 0 | System | Battery | Build Battery-Wind 2026 | Build Battery-Wind | Firm Generation Capacity | 1 | 2031-04-01 | 0 | MW
0 | 0 | System | Battery | Build Battery-Wind 2026 | Build Battery-Wind | Firm Generation Capacity | 1 | 2031-07-01 | 0 | MW
0 | 0 | System | Battery | Build Battery-Wind 2026 | Build Battery-Wind | Firm Generation Capacity | 1 | 2031-10-01 | 0 | MW
Build Battery-Wind 2026_Firm Generation Capacity2032 | Build Battery-Wind_Firm Generation Capacity2032 | System | Battery | Build Battery-Wind 2026 | Build Battery-Wind | Firm Generation Capacity | 1 | 2032-01-01 | 0 | MW
0 | 0 | System | Battery | Build Battery-Wind 2026 | Build Battery-Wind | Firm Generation Capacity | 1 | 2032-04-01 | 0 | MW
0 | 0 | System | Battery | Build Battery-Wind 2026 | Build Battery-Wind | Firm Generation Capacity | 1 | 2032-07-01 | 0 | MW
0 | 0 | System | Battery | Build Battery-Wind 2026 | Build Battery-Wind | Firm Generation Capacity | 1 | 2032-10-01 | 0 | MW
Build Battery-Wind 2026_Firm Generation Capacity2033 | Build Battery-Wind_Firm Generation Capacity2033 | System | Battery | Build Battery-Wind 2026 | Build Battery-Wind | Firm Generation Capacity | 1 | 2033-01-01 | 0 | MW
0 | 0 | System | Battery | Build Battery-Wind 2026 | Build Battery-Wind | Firm Generation Capacity | 1 | 2033-04-01 | 0 | MW
0 | 0 | System | Battery | Build Battery-Wind 2026 | Build Battery-Wind | Firm Generation Capacity | 1 | 2033-07-01 | 0 | MW
0 | 0 | System | Battery | Build Battery-Wind 2026 | Build Battery-Wind | Firm Generation Capacity | 1 | 2033-10-01 | 0 | MW
Build Battery-Wind 2026_Firm Generation Capacity2034 | Build Battery-Wind_Firm Generation Capacity2034 | System | Battery | Build Battery-Wind 2026 | Build Battery-Wind | Firm Generation Capacity | 1 | 2034-01-01 | 0 | MW
0 | 0 | System | Battery | Build Battery-Wind 2026 | Build Battery-Wind | Firm Generation Capacity | 1 | 2034-04-01 | 0 | MW
0 | 0 | System | Battery | Build Battery-Wind 2026 | Build Battery-Wind | Firm Generation Capacity | 1 | 2034-07-01 | 0 | MW
0 | 0 | System | Battery | Build Battery-Wind 2026 | Build Battery-Wind | Firm Generation Capacity | 1 | 2034-10-01 | 0 | MW
Build Battery-Wind 2026_Firm Generation Capacity2035 | Build Battery-Wind_Firm Generation Capacity2035 | System | Battery | Build Battery-Wind 2026 | Build Battery-Wind | Firm Generation Capacity | 1 | 2035-01-01 | 0 | MW
0 | 0 | System | Battery | Build Battery-Wind 2026 | Build Battery-Wind | Firm Generation Capacity | 1 | 2035-04-01 | 0 | MW
0 | 0 | System | Battery | Build Battery-Wind 2026 | Build Battery-Wind | Firm Generation Capacity | 1 | 2035-07-01 | 0 | MW
0 | 0 | System | Battery | Build Battery-Wind 2026 | Build Battery-Wind | Firm Generation Capacity | 1 | 2035-10-01 | 0 | MW
Build Battery-Wind 2026_Firm Generation Capacity2036 | Build Battery-Wind_Firm Generation Capacity2036 | System | Battery | Build Battery-Wind 2026 | Build Battery-Wind | Firm Generation Capacity | 1 | 2036-01-01 | 0 | MW
0 | 0 | System | Battery | Build Battery-Wind 2026 | Build Battery-Wind | Firm Generation Capacity | 1 | 2036-04-01 | 0 | MW
0 | 0 | System | Battery | Build Battery-Wind 2026 | Build Battery-Wind | Firm Generation Capacity | 1 | 2036-07-01 | 0 | MW
0 | 0 | System | Battery | Build Battery-Wind 2026 | Build Battery-Wind | Firm Generation Capacity | 1 | 2036-10-01 | 0 | MW
Build Battery-Wind 2026_Firm Generation Capacity2037 | Build Battery-Wind_Firm Generation Capacity2037 | System | Battery | Build Battery-Wind 2026 | Build Battery-Wind | Firm Generation Capacity | 1 | 2037-01-01 | 0 | MW
0 | 0 | System | Battery | Build Battery-Wind 2026 | Build Battery-Wind | Firm Generation Capacity | 1 | 2037-04-01 | 0 | MW
0 | 0 | System | Battery | Build Battery-Wind 2026 | Build Battery-Wind | Firm Generation Capacity | 1 | 2037-07-01 | 0 | MW
0 | 0 | System | Battery | Build Battery-Wind 2026 | Build Battery-Wind | Firm Generation Capacity | 1 | 2037-10-01 | 0 | MW
Build Battery-Wind 2026_Firm Generation Capacity2038 | Build Battery-Wind_Firm Generation Capacity2038 | System | Battery | Build Battery-Wind 2026 | Build Battery-Wind | Firm Generation Capacity | 1 | 2038-01-01 | 0 | MW
0 | 0 | System | Battery | Build Battery-Wind 2026 | Build Battery-Wind | Firm Generation Capacity | 1 | 2038-04-01 | 0 | MW
0 | 0 | System | Battery | Build Battery-Wind 2026 | Build Battery-Wind | Firm Generation Capacity | 1 | 2038-07-01 | 0 | MW
0 | 0 | System | Battery | Build Battery-Wind 2026 | Build Battery-Wind | Firm Generation Capacity | 1 | 2038-10-01 | 0 | MW
Build Battery-Wind 2026_Firm Generation Capacity2039 | Build Battery-Wind_Firm Generation Capacity2039 | System | Battery | Build Battery-Wind 2026 | Build Battery-Wind | Firm Generation Capacity | 1 | 2039-01-01 | 0 | MW
0 | 0 | System | Battery | Build Battery-Wind 2026 | Build Battery-Wind | Firm Generation Capacity | 1 | 2039-04-01 | 0 | MW
0 | 0 | System | Battery | Build Battery-Wind 2026 | Build Battery-Wind | Firm Generation Capacity | 1 | 2039-07-01 | 0 | MW
0 | 0 | System | Battery | Build Battery-Wind 2026 | Build Battery-Wind | Firm Generation Capacity | 1 | 2039-10-01 | 0 | MW
Build Battery-Wind 2026_Firm Generation Capacity2040 | Build Battery-Wind_Firm Generation Capacity2040 | System | Battery | Build Battery-Wind 2026 | Build Battery-Wind | Firm Generation Capacity | 1 | 2040-01-01 | 0 | MW
0 | 0 | System | Battery | Build Battery-Wind 2026 | Build Battery-Wind | Firm Generation Capacity | 1 | 2040-04-01 | 0 | MW
0 | 0 | System | Battery | Build Battery-Wind 2026 | Build Battery-Wind | Firm Generation Capacity | 1 | 2040-07-01 | 0 | MW
0 | 0 | System | Battery | Build Battery-Wind 2026 | Build Battery-Wind | Firm Generation Capacity | 1 | 2040-10-01 | 0 | MW
Build Battery-Wind 2026_Firm Generation Capacity2041 | Build Battery-Wind_Firm Generation Capacity2041 | System | Battery | Build Battery-Wind 2026 | Build Battery-Wind | Firm Generation Capacity | 1 | 2041-01-01 | 0 | MW
0 | 0 | System | Battery | Build Battery-Wind 2026 | Build Battery-Wind | Firm Generation Capacity | 1 | 2041-04-01 | 0 | MW
0 | 0 | System | Battery | Build Battery-Wind 2026 | Build Battery-Wind | Firm Generation Capacity | 1 | 2041-07-01 | 0 | MW
0 | 0 | System | Battery | Build Battery-Wind 2026 | Build Battery-Wind | Firm Generation Capacity | 1 | 2041-10-01 | 0 | MW
Build Battery-Wind 2026_Firm Generation Capacity2042 | Build Battery-Wind_Firm Generation Capacity2042 | System | Battery | Build Battery-Wind 2026 | Build Battery-Wind | Firm Generation Capacity | 1 | 2042-01-01 | 0 | MW
0 | 0 | System | Battery | Build Battery-Wind 2026 | Build Battery-Wind | Firm Generation Capacity | 1 | 2042-04-01 | 0 | MW
0 | 0 | System | Battery | Build Battery-Wind 2026 | Build Battery-Wind | Firm Generation Capacity | 1 | 2042-07-01 | 0 | MW
0 | 0 | System | Battery | Build Battery-Wind 2026 | Build Battery-Wind | Firm Generation Capacity | 1 | 2042-10-01 | 0 | MW
Build Battery-Wind 2026_Firm Generation Capacity2043 | Build Battery-Wind_Firm Generation Capacity2043 | System | Battery | Build Battery-Wind 2026 | Build Battery-Wind | Firm Generation Capacity | 1 | 2043-01-01 | 0 | MW
0 | 0 | System | Battery | Build Battery-Wind 2026 | Build Battery-Wind | Firm Generation Capacity | 1 | 2043-04-01 | 0 | MW
0 | 0 | System | Battery | Build Battery-Wind 2026 | Build Battery-Wind | Firm Generation Capacity | 1 | 2043-07-01 | 0 | MW
0 | 0 | System | Battery | Build Battery-Wind 2026 | Build Battery-Wind | Firm Generation Capacity | 1 | 2043-10-01 | 0 | MW
Build Battery-Wind 2027_Firm Generation Capacity2024 | Build Battery-Wind_Firm Generation Capacity2024 | System | Battery | Build Battery-Wind 2027 | Build Battery-Wind | Firm Generation Capacity | 1 | 2024-01-01 | 0 | MW
0 | 0 | System | Battery | Build Battery-Wind 2027 | Build Battery-Wind | Firm Generation Capacity | 1 | 2024-04-01 | 0 | MW
0 | 0 | System | Battery | Build Battery-Wind 2027 | Build Battery-Wind | Firm Generation Capacity | 1 | 2024-07-01 | 0 | MW
0 | 0 | System | Battery | Build Battery-Wind 2027 | Build Battery-Wind | Firm Generation Capacity | 1 | 2024-10-01 | 0 | MW
Build Battery-Wind 2027_Firm Generation Capacity2025 | Build Battery-Wind_Firm Generation Capacity2025 | System | Battery | Build Battery-Wind 2027 | Build Battery-Wind | Firm Generation Capacity | 1 | 2025-01-01 | 0 | MW
0 | 0 | System | Battery | Build Battery-Wind 2027 | Build Battery-Wind | Firm Generation Capacity | 1 | 2025-04-01 | 0 | MW
0 | 0 | System | Battery | Build Battery-Wind 2027 | Build Battery-Wind | Firm Generation Capacity | 1 | 2025-07-01 | 0 | MW
0 | 0 | System | Battery | Build Battery-Wind 2027 | Build Battery-Wind | Firm Generation Capacity | 1 | 2025-10-01 | 0 | MW
Build Battery-Wind 2027_Firm Generation Capacity2026 | Build Battery-Wind_Firm Generation Capacity2026 | System | Battery | Build Battery-Wind 2027 | Build Battery-Wind | Firm Generation Capacity | 1 | 2026-01-01 | 0 | MW
0 | 0 | System | Battery | Build Battery-Wind 2027 | Build Battery-Wind | Firm Generation Capacity | 1 | 2026-04-01 | 0 | MW
0 | 0 | System | Battery | Build Battery-Wind 2027 | Build Battery-Wind | Firm Generation Capacity | 1 | 2026-07-01 | 0 | MW
0 | 0 | System | Battery | Build Battery-Wind 2027 | Build Battery-Wind | Firm Generation Capacity | 1 | 2026-10-01 | 0 | MW
Build Battery-Wind 2027_Firm Generation Capacity2027 | Build Battery-Wind_Firm Generation Capacity2027 | System | Battery | Build Battery-Wind 2027 | Build Battery-Wind | Firm Generation Capacity | 1 | 2027-01-01 | 0 | MW
0 | 0 | System | Battery | Build Battery-Wind 2027 | Build Battery-Wind | Firm Generation Capacity | 1 | 2027-04-01 | 0 | MW
0 | 0 | System | Battery | Build Battery-Wind 2027 | Build Battery-Wind | Firm Generation Capacity | 1 | 2027-07-01 | 0 | MW
0 | 0 | System | Battery | Build Battery-Wind 2027 | Build Battery-Wind | Firm Generation Capacity | 1 | 2027-10-01 | 0 | MW
Build Battery-Wind 2027_Firm Generation Capacity2028 | Build Battery-Wind_Firm Generation Capacity2028 | System | Battery | Build Battery-Wind 2027 | Build Battery-Wind | Firm Generation Capacity | 1 | 2028-01-01 | 0 | MW
0 | 0 | System | Battery | Build Battery-Wind 2027 | Build Battery-Wind | Firm Generation Capacity | 1 | 2028-04-01 | 0 | MW
0 | 0 | System | Battery | Build Battery-Wind 2027 | Build Battery-Wind | Firm Generation Capacity | 1 | 2028-07-01 | 0 | MW
0 | 0 | System | Battery | Build Battery-Wind 2027 | Build Battery-Wind | Firm Generation Capacity | 1 | 2028-10-01 | 0 | MW
Build Battery-Wind 2027_Firm Generation Capacity2029 | Build Battery-Wind_Firm Generation Capacity2029 | System | Battery | Build Battery-Wind 2027 | Build Battery-Wind | Firm Generation Capacity | 1 | 2029-01-01 | 0 | MW
0 | 0 | System | Battery | Build Battery-Wind 2027 | Build Battery-Wind | Firm Generation Capacity | 1 | 2029-04-01 | 0 | MW
0 | 0 | System | Battery | Build Battery-Wind 2027 | Build Battery-Wind | Firm Generation Capacity | 1 | 2029-07-01 | 0 | MW
0 | 0 | System | Battery | Build Battery-Wind 2027 | Build Battery-Wind | Firm Generation Capacity | 1 | 2029-10-01 | 0 | MW
Build Battery-Wind 2027_Firm Generation Capacity2030 | Build Battery-Wind_Firm Generation Capacity2030 | System | Battery | Build Battery-Wind 2027 | Build Battery-Wind | Firm Generation Capacity | 1 | 2030-01-01 | 0 | MW
0 | 0 | System | Battery | Build Battery-Wind 2027 | Build Battery-Wind | Firm Generation Capacity | 1 | 2030-04-01 | 0 | MW
0 | 0 | System | Battery | Build Battery-Wind 2027 | Build Battery-Wind | Firm Generation Capacity | 1 | 2030-07-01 | 0 | MW
0 | 0 | System | Battery | Build Battery-Wind 2027 | Build Battery-Wind | Firm Generation Capacity | 1 | 2030-10-01 | 0 | MW
Build Battery-Wind 2027_Firm Generation Capacity2031 | Build Battery-Wind_Firm Generation Capacity2031 | System | Battery | Build Battery-Wind 2027 | Build Battery-Wind | Firm Generation Capacity | 1 | 2031-01-01 | 0 | MW
0 | 0 | System | Battery | Build Battery-Wind 2027 | Build Battery-Wind | Firm Generation Capacity | 1 | 2031-04-01 | 0 | MW
0 | 0 | System | Battery | Build Battery-Wind 2027 | Build Battery-Wind | Firm Generation Capacity | 1 | 2031-07-01 | 0 | MW
0 | 0 | System | Battery | Build Battery-Wind 2027 | Build Battery-Wind | Firm Generation Capacity | 1 | 2031-10-01 | 0 | MW
Build Battery-Wind 2027_Firm Generation Capacity2032 | Build Battery-Wind_Firm Generation Capacity2032 | System | Battery | Build Battery-Wind 2027 | Build Battery-Wind | Firm Generation Capacity | 1 | 2032-01-01 | 0 | MW
0 | 0 | System | Battery | Build Battery-Wind 2027 | Build Battery-Wind | Firm Generation Capacity | 1 | 2032-04-01 | 0 | MW
0 | 0 | System | Battery | Build Battery-Wind 2027 | Build Battery-Wind | Firm Generation Capacity | 1 | 2032-07-01 | 0 | MW
0 | 0 | System | Battery | Build Battery-Wind 2027 | Build Battery-Wind | Firm Generation Capacity | 1 | 2032-10-01 | 0 | MW
Build Battery-Wind 2027_Firm Generation Capacity2033 | Build Battery-Wind_Firm Generation Capacity2033 | System | Battery | Build Battery-Wind 2027 | Build Battery-Wind | Firm Generation Capacity | 1 | 2033-01-01 | 0 | MW
0 | 0 | System | Battery | Build Battery-Wind 2027 | Build Battery-Wind | Firm Generation Capacity | 1 | 2033-04-01 | 0 | MW
0 | 0 | System | Battery | Build Battery-Wind 2027 | Build Battery-Wind | Firm Generation Capacity | 1 | 2033-07-01 | 0 | MW
0 | 0 | System | Battery | Build Battery-Wind 2027 | Build Battery-Wind | Firm Generation Capacity | 1 | 2033-10-01 | 0 | MW
Build Battery-Wind 2027_Firm Generation Capacity2034 | Build Battery-Wind_Firm Generation Capacity2034 | System | Battery | Build Battery-Wind 2027 | Build Battery-Wind | Firm Generation Capacity | 1 | 2034-01-01 | 0 | MW
0 | 0 | System | Battery | Build Battery-Wind 2027 | Build Battery-Wind | Firm Generation Capacity | 1 | 2034-04-01 | 0 | MW
0 | 0 | System | Battery | Build Battery-Wind 2027 | Build Battery-Wind | Firm Generation Capacity | 1 | 2034-07-01 | 0 | MW
0 | 0 | System | Battery | Build Battery-Wind 2027 | Build Battery-Wind | Firm Generation Capacity | 1 | 2034-10-01 | 0 | MW
Build Battery-Wind 2027_Firm Generation Capacity2035 | Build Battery-Wind_Firm Generation Capacity2035 | System | Battery | Build Battery-Wind 2027 | Build Battery-Wind | Firm Generation Capacity | 1 | 2035-01-01 | 0 | MW
0 | 0 | System | Battery | Build Battery-Wind 2027 | Build Battery-Wind | Firm Generation Capacity | 1 | 2035-04-01 | 0 | MW
0 | 0 | System | Battery | Build Battery-Wind 2027 | Build Battery-Wind | Firm Generation Capacity | 1 | 2035-07-01 | 0 | MW
0 | 0 | System | Battery | Build Battery-Wind 2027 | Build Battery-Wind | Firm Generation Capacity | 1 | 2035-10-01 | 0 | MW
Build Battery-Wind 2027_Firm Generation Capacity2036 | Build Battery-Wind_Firm Generation Capacity2036 | System | Battery | Build Battery-Wind 2027 | Build Battery-Wind | Firm Generation Capacity | 1 | 2036-01-01 | 0 | MW
0 | 0 | System | Battery | Build Battery-Wind 2027 | Build Battery-Wind | Firm Generation Capacity | 1 | 2036-04-01 | 0 | MW
0 | 0 | System | Battery | Build Battery-Wind 2027 | Build Battery-Wind | Firm Generation Capacity | 1 | 2036-07-01 | 0 | MW
0 | 0 | System | Battery | Build Battery-Wind 2027 | Build Battery-Wind | Firm Generation Capacity | 1 | 2036-10-01 | 0 | MW
Build Battery-Wind 2027_Firm Generation Capacity2037 | Build Battery-Wind_Firm Generation Capacity2037 | System | Battery | Build Battery-Wind 2027 | Build Battery-Wind | Firm Generation Capacity | 1 | 2037-01-01 | 0 | MW
0 | 0 | System | Battery | Build Battery-Wind 2027 | Build Battery-Wind | Firm Generation Capacity | 1 | 2037-04-01 | 0 | MW
0 | 0 | System | Battery | Build Battery-Wind 2027 | Build Battery-Wind | Firm Generation Capacity | 1 | 2037-07-01 | 0 | MW
0 | 0 | System | Battery | Build Battery-Wind 2027 | Build Battery-Wind | Firm Generation Capacity | 1 | 2037-10-01 | 0 | MW
Build Battery-Wind 2027_Firm Generation Capacity2038 | Build Battery-Wind_Firm Generation Capacity2038 | System | Battery | Build Battery-Wind 2027 | Build Battery-Wind | Firm Generation Capacity | 1 | 2038-01-01 | 0 | MW
0 | 0 | System | Battery | Build Battery-Wind 2027 | Build Battery-Wind | Firm Generation Capacity | 1 | 2038-04-01 | 0 | MW
0 | 0 | System | Battery | Build Battery-Wind 2027 | Build Battery-Wind | Firm Generation Capacity | 1 | 2038-07-01 | 0 | MW
0 | 0 | System | Battery | Build Battery-Wind 2027 | Build Battery-Wind | Firm Generation Capacity | 1 | 2038-10-01 | 0 | MW
Build Battery-Wind 2027_Firm Generation Capacity2039 | Build Battery-Wind_Firm Generation Capacity2039 | System | Battery | Build Battery-Wind 2027 | Build Battery-Wind | Firm Generation Capacity | 1 | 2039-01-01 | 0 | MW
0 | 0 | System | Battery | Build Battery-Wind 2027 | Build Battery-Wind | Firm Generation Capacity | 1 | 2039-04-01 | 0 | MW
0 | 0 | System | Battery | Build Battery-Wind 2027 | Build Battery-Wind | Firm Generation Capacity | 1 | 2039-07-01 | 0 | MW
0 | 0 | System | Battery | Build Battery-Wind 2027 | Build Battery-Wind | Firm Generation Capacity | 1 | 2039-10-01 | 0 | MW
Build Battery-Wind 2027_Firm Generation Capacity2040 | Build Battery-Wind_Firm Generation Capacity2040 | System | Battery | Build Battery-Wind 2027 | Build Battery-Wind | Firm Generation Capacity | 1 | 2040-01-01 | 0 | MW
0 | 0 | System | Battery | Build Battery-Wind 2027 | Build Battery-Wind | Firm Generation Capacity | 1 | 2040-04-01 | 0 | MW
0 | 0 | System | Battery | Build Battery-Wind 2027 | Build Battery-Wind | Firm Generation Capacity | 1 | 2040-07-01 | 0 | MW
0 | 0 | System | Battery | Build Battery-Wind 2027 | Build Battery-Wind | Firm Generation Capacity | 1 | 2040-10-01 | 0 | MW
Build Battery-Wind 2027_Firm Generation Capacity2041 | Build Battery-Wind_Firm Generation Capacity2041 | System | Battery | Build Battery-Wind 2027 | Build Battery-Wind | Firm Generation Capacity | 1 | 2041-01-01 | 0 | MW
0 | 0 | System | Battery | Build Battery-Wind 2027 | Build Battery-Wind | Firm Generation Capacity | 1 | 2041-04-01 | 0 | MW
0 | 0 | System | Battery | Build Battery-Wind 2027 | Build Battery-Wind | Firm Generation Capacity | 1 | 2041-07-01 | 0 | MW
0 | 0 | System | Battery | Build Battery-Wind 2027 | Build Battery-Wind | Firm Generation Capacity | 1 | 2041-10-01 | 0 | MW
Build Battery-Wind 2027_Firm Generation Capacity2042 | Build Battery-Wind_Firm Generation Capacity2042 | System | Battery | Build Battery-Wind 2027 | Build Battery-Wind | Firm Generation Capacity | 1 | 2042-01-01 | 0 | MW
0 | 0 | System | Battery | Build Battery-Wind 2027 | Build Battery-Wind | Firm Generation Capacity | 1 | 2042-04-01 | 0 | MW
0 | 0 | System | Battery | Build Battery-Wind 2027 | Build Battery-Wind | Firm Generation Capacity | 1 | 2042-07-01 | 0 | MW
0 | 0 | System | Battery | Build Battery-Wind 2027 | Build Battery-Wind | Firm Generation Capacity | 1 | 2042-10-01 | 0 | MW
Build Battery-Wind 2027_Firm Generation Capacity2043 | Build Battery-Wind_Firm Generation Capacity2043 | System | Battery | Build Battery-Wind 2027 | Build Battery-Wind | Firm Generation Capacity | 1 | 2043-01-01 | 0 | MW
0 | 0 | System | Battery | Build Battery-Wind 2027 | Build Battery-Wind | Firm Generation Capacity | 1 | 2043-04-01 | 0 | MW
0 | 0 | System | Battery | Build Battery-Wind 2027 | Build Battery-Wind | Firm Generation Capacity | 1 | 2043-07-01 | 0 | MW
0 | 0 | System | Battery | Build Battery-Wind 2027 | Build Battery-Wind | Firm Generation Capacity | 1 | 2043-10-01 | 0 | MW
Build Battery-Wind 2028_Firm Generation Capacity2024 | Build Battery-Wind_Firm Generation Capacity2024 | System | Battery | Build Battery-Wind 2028 | Build Battery-Wind | Firm Generation Capacity | 1 | 2024-01-01 | 0 | MW
0 | 0 | System | Battery | Build Battery-Wind 2028 | Build Battery-Wind | Firm Generation Capacity | 1 | 2024-04-01 | 0 | MW
0 | 0 | System | Battery | Build Battery-Wind 2028 | Build Battery-Wind | Firm Generation Capacity | 1 | 2024-07-01 | 0 | MW
0 | 0 | System | Battery | Build Battery-Wind 2028 | Build Battery-Wind | Firm Generation Capacity | 1 | 2024-10-01 | 0 | MW
Build Battery-Wind 2028_Firm Generation Capacity2025 | Build Battery-Wind_Firm Generation Capacity2025 | System | Battery | Build Battery-Wind 2028 | Build Battery-Wind | Firm Generation Capacity | 1 | 2025-01-01 | 0 | MW
0 | 0 | System | Battery | Build Battery-Wind 2028 | Build Battery-Wind | Firm Generation Capacity | 1 | 2025-04-01 | 0 | MW
0 | 0 | System | Battery | Build Battery-Wind 2028 | Build Battery-Wind | Firm Generation Capacity | 1 | 2025-07-01 | 0 | MW
0 | 0 | System | Battery | Build Battery-Wind 2028 | Build Battery-Wind | Firm Generation Capacity | 1 | 2025-10-01 | 0 | MW
Build Battery-Wind 2028_Firm Generation Capacity2026 | Build Battery-Wind_Firm Generation Capacity2026 | System | Battery | Build Battery-Wind 2028 | Build Battery-Wind | Firm Generation Capacity | 1 | 2026-01-01 | 0 | MW
0 | 0 | System | Battery | Build Battery-Wind 2028 | Build Battery-Wind | Firm Generation Capacity | 1 | 2026-04-01 | 0 | MW
0 | 0 | System | Battery | Build Battery-Wind 2028 | Build Battery-Wind | Firm Generation Capacity | 1 | 2026-07-01 | 0 | MW
0 | 0 | System | Battery | Build Battery-Wind 2028 | Build Battery-Wind | Firm Generation Capacity | 1 | 2026-10-01 | 0 | MW
Build Battery-Wind 2028_Firm Generation Capacity2027 | Build Battery-Wind_Firm Generation Capacity2027 | System | Battery | Build Battery-Wind 2028 | Build Battery-Wind | Firm Generation Capacity | 1 | 2027-01-01 | 0 | MW
0 | 0 | System | Battery | Build Battery-Wind 2028 | Build Battery-Wind | Firm Generation Capacity | 1 | 2027-04-01 | 0 | MW
0 | 0 | System | Battery | Build Battery-Wind 2028 | Build Battery-Wind | Firm Generation Capacity | 1 | 2027-07-01 | 0 | MW
0 | 0 | System | Battery | Build Battery-Wind 2028 | Build Battery-Wind | Firm Generation Capacity | 1 | 2027-10-01 | 0 | MW
Build Battery-Wind 2028_Firm Generation Capacity2028 | Build Battery-Wind_Firm Generation Capacity2028 | System | Battery | Build Battery-Wind 2028 | Build Battery-Wind | Firm Generation Capacity | 1 | 2028-01-01 | 0 | MW
0 | 0 | System | Battery | Build Battery-Wind 2028 | Build Battery-Wind | Firm Generation Capacity | 1 | 2028-04-01 | 0 | MW
0 | 0 | System | Battery | Build Battery-Wind 2028 | Build Battery-Wind | Firm Generation Capacity | 1 | 2028-07-01 | 0 | MW
0 | 0 | System | Battery | Build Battery-Wind 2028 | Build Battery-Wind | Firm Generation Capacity | 1 | 2028-10-01 | 0 | MW
Build Battery-Wind 2028_Firm Generation Capacity2029 | Build Battery-Wind_Firm Generation Capacity2029 | System | Battery | Build Battery-Wind 2028 | Build Battery-Wind | Firm Generation Capacity | 1 | 2029-01-01 | 0 | MW
0 | 0 | System | Battery | Build Battery-Wind 2028 | Build Battery-Wind | Firm Generation Capacity | 1 | 2029-04-01 | 0 | MW
0 | 0 | System | Battery | Build Battery-Wind 2028 | Build Battery-Wind | Firm Generation Capacity | 1 | 2029-07-01 | 0 | MW
0 | 0 | System | Battery | Build Battery-Wind 2028 | Build Battery-Wind | Firm Generation Capacity | 1 | 2029-10-01 | 0 | MW
Build Battery-Wind 2028_Firm Generation Capacity2030 | Build Battery-Wind_Firm Generation Capacity2030 | System | Battery | Build Battery-Wind 2028 | Build Battery-Wind | Firm Generation Capacity | 1 | 2030-01-01 | 0 | MW
0 | 0 | System | Battery | Build Battery-Wind 2028 | Build Battery-Wind | Firm Generation Capacity | 1 | 2030-04-01 | 0 | MW
0 | 0 | System | Battery | Build Battery-Wind 2028 | Build Battery-Wind | Firm Generation Capacity | 1 | 2030-07-01 | 0 | MW
0 | 0 | System | Battery | Build Battery-Wind 2028 | Build Battery-Wind | Firm Generation Capacity | 1 | 2030-10-01 | 0 | MW
Build Battery-Wind 2028_Firm Generation Capacity2031 | Build Battery-Wind_Firm Generation Capacity2031 | System | Battery | Build Battery-Wind 2028 | Build Battery-Wind | Firm Generation Capacity | 1 | 2031-01-01 | 0 | MW
0 | 0 | System | Battery | Build Battery-Wind 2028 | Build Battery-Wind | Firm Generation Capacity | 1 | 2031-04-01 | 0 | MW
0 | 0 | System | Battery | Build Battery-Wind 2028 | Build Battery-Wind | Firm Generation Capacity | 1 | 2031-07-01 | 0 | MW
0 | 0 | System | Battery | Build Battery-Wind 2028 | Build Battery-Wind | Firm Generation Capacity | 1 | 2031-10-01 | 0 | MW
Build Battery-Wind 2028_Firm Generation Capacity2032 | Build Battery-Wind_Firm Generation Capacity2032 | System | Battery | Build Battery-Wind 2028 | Build Battery-Wind | Firm Generation Capacity | 1 | 2032-01-01 | 0 | MW
0 | 0 | System | Battery | Build Battery-Wind 2028 | Build Battery-Wind | Firm Generation Capacity | 1 | 2032-04-01 | 0 | MW
0 | 0 | System | Battery | Build Battery-Wind 2028 | Build Battery-Wind | Firm Generation Capacity | 1 | 2032-07-01 | 0 | MW
0 | 0 | System | Battery | Build Battery-Wind 2028 | Build Battery-Wind | Firm Generation Capacity | 1 | 2032-10-01 | 0 | MW
Build Battery-Wind 2028_Firm Generation Capacity2033 | Build Battery-Wind_Firm Generation Capacity2033 | System | Battery | Build Battery-Wind 2028 | Build Battery-Wind | Firm Generation Capacity | 1 | 2033-01-01 | 0 | MW
0 | 0 | System | Battery | Build Battery-Wind 2028 | Build Battery-Wind | Firm Generation Capacity | 1 | 2033-04-01 | 0 | MW
0 | 0 | System | Battery | Build Battery-Wind 2028 | Build Battery-Wind | Firm Generation Capacity | 1 | 2033-07-01 | 0 | MW
0 | 0 | System | Battery | Build Battery-Wind 2028 | Build Battery-Wind | Firm Generation Capacity | 1 | 2033-10-01 | 0 | MW
Build Battery-Wind 2028_Firm Generation Capacity2034 | Build Battery-Wind_Firm Generation Capacity2034 | System | Battery | Build Battery-Wind 2028 | Build Battery-Wind | Firm Generation Capacity | 1 | 2034-01-01 | 0 | MW
0 | 0 | System | Battery | Build Battery-Wind 2028 | Build Battery-Wind | Firm Generation Capacity | 1 | 2034-04-01 | 0 | MW
0 | 0 | System | Battery | Build Battery-Wind 2028 | Build Battery-Wind | Firm Generation Capacity | 1 | 2034-07-01 | 0 | MW
0 | 0 | System | Battery | Build Battery-Wind 2028 | Build Battery-Wind | Firm Generation Capacity | 1 | 2034-10-01 | 0 | MW
Build Battery-Wind 2028_Firm Generation Capacity2035 | Build Battery-Wind_Firm Generation Capacity2035 | System | Battery | Build Battery-Wind 2028 | Build Battery-Wind | Firm Generation Capacity | 1 | 2035-01-01 | 0 | MW
0 | 0 | System | Battery | Build Battery-Wind 2028 | Build Battery-Wind | Firm Generation Capacity | 1 | 2035-04-01 | 0 | MW
0 | 0 | System | Battery | Build Battery-Wind 2028 | Build Battery-Wind | Firm Generation Capacity | 1 | 2035-07-01 | 0 | MW
0 | 0 | System | Battery | Build Battery-Wind 2028 | Build Battery-Wind | Firm Generation Capacity | 1 | 2035-10-01 | 0 | MW
Build Battery-Wind 2028_Firm Generation Capacity2036 | Build Battery-Wind_Firm Generation Capacity2036 | System | Battery | Build Battery-Wind 2028 | Build Battery-Wind | Firm Generation Capacity | 1 | 2036-01-01 | 0 | MW
0 | 0 | System | Battery | Build Battery-Wind 2028 | Build Battery-Wind | Firm Generation Capacity | 1 | 2036-04-01 | 0 | MW
0 | 0 | System | Battery | Build Battery-Wind 2028 | Build Battery-Wind | Firm Generation Capacity | 1 | 2036-07-01 | 0 | MW
0 | 0 | System | Battery | Build Battery-Wind 2028 | Build Battery-Wind | Firm Generation Capacity | 1 | 2036-10-01 | 0 | MW
Build Battery-Wind 2028_Firm Generation Capacity2037 | Build Battery-Wind_Firm Generation Capacity2037 | System | Battery | Build Battery-Wind 2028 | Build Battery-Wind | Firm Generation Capacity | 1 | 2037-01-01 | 0 | MW
0 | 0 | System | Battery | Build Battery-Wind 2028 | Build Battery-Wind | Firm Generation Capacity | 1 | 2037-04-01 | 0 | MW
0 | 0 | System | Battery | Build Battery-Wind 2028 | Build Battery-Wind | Firm Generation Capacity | 1 | 2037-07-01 | 0 | MW
0 | 0 | System | Battery | Build Battery-Wind 2028 | Build Battery-Wind | Firm Generation Capacity | 1 | 2037-10-01 | 0 | MW
Build Battery-Wind 2028_Firm Generation Capacity2038 | Build Battery-Wind_Firm Generation Capacity2038 | System | Battery | Build Battery-Wind 2028 | Build Battery-Wind | Firm Generation Capacity | 1 | 2038-01-01 | 0 | MW
0 | 0 | System | Battery | Build Battery-Wind 2028 | Build Battery-Wind | Firm Generation Capacity | 1 | 2038-04-01 | 0 | MW
0 | 0 | System | Battery | Build Battery-Wind 2028 | Build Battery-Wind | Firm Generation Capacity | 1 | 2038-07-01 | 0 | MW
0 | 0 | System | Battery | Build Battery-Wind 2028 | Build Battery-Wind | Firm Generation Capacity | 1 | 2038-10-01 | 0 | MW
Build Battery-Wind 2028_Firm Generation Capacity2039 | Build Battery-Wind_Firm Generation Capacity2039 | System | Battery | Build Battery-Wind 2028 | Build Battery-Wind | Firm Generation Capacity | 1 | 2039-01-01 | 0 | MW
0 | 0 | System | Battery | Build Battery-Wind 2028 | Build Battery-Wind | Firm Generation Capacity | 1 | 2039-04-01 | 0 | MW
0 | 0 | System | Battery | Build Battery-Wind 2028 | Build Battery-Wind | Firm Generation Capacity | 1 | 2039-07-01 | 0 | MW
0 | 0 | System | Battery | Build Battery-Wind 2028 | Build Battery-Wind | Firm Generation Capacity | 1 | 2039-10-01 | 0 | MW
Build Battery-Wind 2028_Firm Generation Capacity2040 | Build Battery-Wind_Firm Generation Capacity2040 | System | Battery | Build Battery-Wind 2028 | Build Battery-Wind | Firm Generation Capacity | 1 | 2040-01-01 | 0 | MW
0 | 0 | System | Battery | Build Battery-Wind 2028 | Build Battery-Wind | Firm Generation Capacity | 1 | 2040-04-01 | 0 | MW
0 | 0 | System | Battery | Build Battery-Wind 2028 | Build Battery-Wind | Firm Generation Capacity | 1 | 2040-07-01 | 0 | MW
0 | 0 | System | Battery | Build Battery-Wind 2028 | Build Battery-Wind | Firm Generation Capacity | 1 | 2040-10-01 | 0 | MW
Build Battery-Wind 2028_Firm Generation Capacity2041 | Build Battery-Wind_Firm Generation Capacity2041 | System | Battery | Build Battery-Wind 2028 | Build Battery-Wind | Firm Generation Capacity | 1 | 2041-01-01 | 0 | MW
0 | 0 | System | Battery | Build Battery-Wind 2028 | Build Battery-Wind | Firm Generation Capacity | 1 | 2041-04-01 | 0 | MW
0 | 0 | System | Battery | Build Battery-Wind 2028 | Build Battery-Wind | Firm Generation Capacity | 1 | 2041-07-01 | 0 | MW
0 | 0 | System | Battery | Build Battery-Wind 2028 | Build Battery-Wind | Firm Generation Capacity | 1 | 2041-10-01 | 0 | MW
Build Battery-Wind 2028_Firm Generation Capacity2042 | Build Battery-Wind_Firm Generation Capacity2042 | System | Battery | Build Battery-Wind 2028 | Build Battery-Wind | Firm Generation Capacity | 1 | 2042-01-01 | 0 | MW
0 | 0 | System | Battery | Build Battery-Wind 2028 | Build Battery-Wind | Firm Generation Capacity | 1 | 2042-04-01 | 0 | MW
0 | 0 | System | Battery | Build Battery-Wind 2028 | Build Battery-Wind | Firm Generation Capacity | 1 | 2042-07-01 | 0 | MW
0 | 0 | System | Battery | Build Battery-Wind 2028 | Build Battery-Wind | Firm Generation Capacity | 1 | 2042-10-01 | 0 | MW
Build Battery-Wind 2028_Firm Generation Capacity2043 | Build Battery-Wind_Firm Generation Capacity2043 | System | Battery | Build Battery-Wind 2028 | Build Battery-Wind | Firm Generation Capacity | 1 | 2043-01-01 | 0 | MW
0 | 0 | System | Battery | Build Battery-Wind 2028 | Build Battery-Wind | Firm Generation Capacity | 1 | 2043-04-01 | 0 | MW
0 | 0 | System | Battery | Build Battery-Wind 2028 | Build Battery-Wind | Firm Generation Capacity | 1 | 2043-07-01 | 0 | MW
0 | 0 | System | Battery | Build Battery-Wind 2028 | Build Battery-Wind | Firm Generation Capacity | 1 | 2043-10-01 | 0 | MW
Build Battery-Wind 2029_Firm Generation Capacity2024 | Build Battery-Wind_Firm Generation Capacity2024 | System | Battery | Build Battery-Wind 2029 | Build Battery-Wind | Firm Generation Capacity | 1 | 2024-01-01 | 0 | MW
0 | 0 | System | Battery | Build Battery-Wind 2029 | Build Battery-Wind | Firm Generation Capacity | 1 | 2024-04-01 | 0 | MW
0 | 0 | System | Battery | Build Battery-Wind 2029 | Build Battery-Wind | Firm Generation Capacity | 1 | 2024-07-01 | 0 | MW
0 | 0 | System | Battery | Build Battery-Wind 2029 | Build Battery-Wind | Firm Generation Capacity | 1 | 2024-10-01 | 0 | MW
Build Battery-Wind 2029_Firm Generation Capacity2025 | Build Battery-Wind_Firm Generation Capacity2025 | System | Battery | Build Battery-Wind 2029 | Build Battery-Wind | Firm Generation Capacity | 1 | 2025-01-01 | 0 | MW
0 | 0 | System | Battery | Build Battery-Wind 2029 | Build Battery-Wind | Firm Generation Capacity | 1 | 2025-04-01 | 0 | MW
0 | 0 | System | Battery | Build Battery-Wind 2029 | Build Battery-Wind | Firm Generation Capacity | 1 | 2025-07-01 | 0 | MW
0 | 0 | System | Battery | Build Battery-Wind 2029 | Build Battery-Wind | Firm Generation Capacity | 1 | 2025-10-01 | 0 | MW
Build Battery-Wind 2029_Firm Generation Capacity2026 | Build Battery-Wind_Firm Generation Capacity2026 | System | Battery | Build Battery-Wind 2029 | Build Battery-Wind | Firm Generation Capacity | 1 | 2026-01-01 | 0 | MW
0 | 0 | System | Battery | Build Battery-Wind 2029 | Build Battery-Wind | Firm Generation Capacity | 1 | 2026-04-01 | 0 | MW
0 | 0 | System | Battery | Build Battery-Wind 2029 | Build Battery-Wind | Firm Generation Capacity | 1 | 2026-07-01 | 0 | MW
0 | 0 | System | Battery | Build Battery-Wind 2029 | Build Battery-Wind | Firm Generation Capacity | 1 | 2026-10-01 | 0 | MW
Build Battery-Wind 2029_Firm Generation Capacity2027 | Build Battery-Wind_Firm Generation Capacity2027 | System | Battery | Build Battery-Wind 2029 | Build Battery-Wind | Firm Generation Capacity | 1 | 2027-01-01 | 0 | MW
0 | 0 | System | Battery | Build Battery-Wind 2029 | Build Battery-Wind | Firm Generation Capacity | 1 | 2027-04-01 | 0 | MW
0 | 0 | System | Battery | Build Battery-Wind 2029 | Build Battery-Wind | Firm Generation Capacity | 1 | 2027-07-01 | 0 | MW
0 | 0 | System | Battery | Build Battery-Wind 2029 | Build Battery-Wind | Firm Generation Capacity | 1 | 2027-10-01 | 0 | MW
Build Battery-Wind 2029_Firm Generation Capacity2028 | Build Battery-Wind_Firm Generation Capacity2028 | System | Battery | Build Battery-Wind 2029 | Build Battery-Wind | Firm Generation Capacity | 1 | 2028-01-01 | 0 | MW
0 | 0 | System | Battery | Build Battery-Wind 2029 | Build Battery-Wind | Firm Generation Capacity | 1 | 2028-04-01 | 0 | MW
0 | 0 | System | Battery | Build Battery-Wind 2029 | Build Battery-Wind | Firm Generation Capacity | 1 | 2028-07-01 | 0 | MW
0 | 0 | System | Battery | Build Battery-Wind 2029 | Build Battery-Wind | Firm Generation Capacity | 1 | 2028-10-01 | 0 | MW
Build Battery-Wind 2029_Firm Generation Capacity2029 | Build Battery-Wind_Firm Generation Capacity2029 | System | Battery | Build Battery-Wind 2029 | Build Battery-Wind | Firm Generation Capacity | 1 | 2029-01-01 | 0 | MW
0 | 0 | System | Battery | Build Battery-Wind 2029 | Build Battery-Wind | Firm Generation Capacity | 1 | 2029-04-01 | 0 | MW
0 | 0 | System | Battery | Build Battery-Wind 2029 | Build Battery-Wind | Firm Generation Capacity | 1 | 2029-07-01 | 0 | MW
0 | 0 | System | Battery | Build Battery-Wind 2029 | Build Battery-Wind | Firm Generation Capacity | 1 | 2029-10-01 | 0 | MW
Build Battery-Wind 2029_Firm Generation Capacity2030 | Build Battery-Wind_Firm Generation Capacity2030 | System | Battery | Build Battery-Wind 2029 | Build Battery-Wind | Firm Generation Capacity | 1 | 2030-01-01 | 0 | MW
0 | 0 | System | Battery | Build Battery-Wind 2029 | Build Battery-Wind | Firm Generation Capacity | 1 | 2030-04-01 | 0 | MW
0 | 0 | System | Battery | Build Battery-Wind 2029 | Build Battery-Wind | Firm Generation Capacity | 1 | 2030-07-01 | 0 | MW
0 | 0 | System | Battery | Build Battery-Wind 2029 | Build Battery-Wind | Firm Generation Capacity | 1 | 2030-10-01 | 0 | MW
Build Battery-Wind 2029_Firm Generation Capacity2031 | Build Battery-Wind_Firm Generation Capacity2031 | System | Battery | Build Battery-Wind 2029 | Build Battery-Wind | Firm Generation Capacity | 1 | 2031-01-01 | 0 | MW
0 | 0 | System | Battery | Build Battery-Wind 2029 | Build Battery-Wind | Firm Generation Capacity | 1 | 2031-04-01 | 0 | MW
0 | 0 | System | Battery | Build Battery-Wind 2029 | Build Battery-Wind | Firm Generation Capacity | 1 | 2031-07-01 | 0 | MW
0 | 0 | System | Battery | Build Battery-Wind 2029 | Build Battery-Wind | Firm Generation Capacity | 1 | 2031-10-01 | 0 | MW
Build Battery-Wind 2029_Firm Generation Capacity2032 | Build Battery-Wind_Firm Generation Capacity2032 | System | Battery | Build Battery-Wind 2029 | Build Battery-Wind | Firm Generation Capacity | 1 | 2032-01-01 | 0 | MW
0 | 0 | System | Battery | Build Battery-Wind 2029 | Build Battery-Wind | Firm Generation Capacity | 1 | 2032-04-01 | 0 | MW
0 | 0 | System | Battery | Build Battery-Wind 2029 | Build Battery-Wind | Firm Generation Capacity | 1 | 2032-07-01 | 0 | MW
0 | 0 | System | Battery | Build Battery-Wind 2029 | Build Battery-Wind | Firm Generation Capacity | 1 | 2032-10-01 | 0 | MW
Build Battery-Wind 2029_Firm Generation Capacity2033 | Build Battery-Wind_Firm Generation Capacity2033 | System | Battery | Build Battery-Wind 2029 | Build Battery-Wind | Firm Generation Capacity | 1 | 2033-01-01 | 0 | MW
0 | 0 | System | Battery | Build Battery-Wind 2029 | Build Battery-Wind | Firm Generation Capacity | 1 | 2033-04-01 | 0 | MW
0 | 0 | System | Battery | Build Battery-Wind 2029 | Build Battery-Wind | Firm Generation Capacity | 1 | 2033-07-01 | 0 | MW
0 | 0 | System | Battery | Build Battery-Wind 2029 | Build Battery-Wind | Firm Generation Capacity | 1 | 2033-10-01 | 0 | MW
Build Battery-Wind 2029_Firm Generation Capacity2034 | Build Battery-Wind_Firm Generation Capacity2034 | System | Battery | Build Battery-Wind 2029 | Build Battery-Wind | Firm Generation Capacity | 1 | 2034-01-01 | 0 | MW
0 | 0 | System | Battery | Build Battery-Wind 2029 | Build Battery-Wind | Firm Generation Capacity | 1 | 2034-04-01 | 0 | MW
0 | 0 | System | Battery | Build Battery-Wind 2029 | Build Battery-Wind | Firm Generation Capacity | 1 | 2034-07-01 | 0 | MW
0 | 0 | System | Battery | Build Battery-Wind 2029 | Build Battery-Wind | Firm Generation Capacity | 1 | 2034-10-01 | 0 | MW
Build Battery-Wind 2029_Firm Generation Capacity2035 | Build Battery-Wind_Firm Generation Capacity2035 | System | Battery | Build Battery-Wind 2029 | Build Battery-Wind | Firm Generation Capacity | 1 | 2035-01-01 | 0 | MW
0 | 0 | System | Battery | Build Battery-Wind 2029 | Build Battery-Wind | Firm Generation Capacity | 1 | 2035-04-01 | 0 | MW
0 | 0 | System | Battery | Build Battery-Wind 2029 | Build Battery-Wind | Firm Generation Capacity | 1 | 2035-07-01 | 0 | MW
0 | 0 | System | Battery | Build Battery-Wind 2029 | Build Battery-Wind | Firm Generation Capacity | 1 | 2035-10-01 | 0 | MW
Build Battery-Wind 2029_Firm Generation Capacity2036 | Build Battery-Wind_Firm Generation Capacity2036 | System | Battery | Build Battery-Wind 2029 | Build Battery-Wind | Firm Generation Capacity | 1 | 2036-01-01 | 0 | MW
0 | 0 | System | Battery | Build Battery-Wind 2029 | Build Battery-Wind | Firm Generation Capacity | 1 | 2036-04-01 | 0 | MW
0 | 0 | System | Battery | Build Battery-Wind 2029 | Build Battery-Wind | Firm Generation Capacity | 1 | 2036-07-01 | 0 | MW
0 | 0 | System | Battery | Build Battery-Wind 2029 | Build Battery-Wind | Firm Generation Capacity | 1 | 2036-10-01 | 0 | MW
Build Battery-Wind 2029_Firm Generation Capacity2037 | Build Battery-Wind_Firm Generation Capacity2037 | System | Battery | Build Battery-Wind 2029 | Build Battery-Wind | Firm Generation Capacity | 1 | 2037-01-01 | 0 | MW
0 | 0 | System | Battery | Build Battery-Wind 2029 | Build Battery-Wind | Firm Generation Capacity | 1 | 2037-04-01 | 0 | MW
0 | 0 | System | Battery | Build Battery-Wind 2029 | Build Battery-Wind | Firm Generation Capacity | 1 | 2037-07-01 | 0 | MW
0 | 0 | System | Battery | Build Battery-Wind 2029 | Build Battery-Wind | Firm Generation Capacity | 1 | 2037-10-01 | 0 | MW
Build Battery-Wind 2029_Firm Generation Capacity2038 | Build Battery-Wind_Firm Generation Capacity2038 | System | Battery | Build Battery-Wind 2029 | Build Battery-Wind | Firm Generation Capacity | 1 | 2038-01-01 | 0 | MW
0 | 0 | System | Battery | Build Battery-Wind 2029 | Build Battery-Wind | Firm Generation Capacity | 1 | 2038-04-01 | 0 | MW
0 | 0 | System | Battery | Build Battery-Wind 2029 | Build Battery-Wind | Firm Generation Capacity | 1 | 2038-07-01 | 0 | MW
0 | 0 | System | Battery | Build Battery-Wind 2029 | Build Battery-Wind | Firm Generation Capacity | 1 | 2038-10-01 | 0 | MW
Build Battery-Wind 2029_Firm Generation Capacity2039 | Build Battery-Wind_Firm Generation Capacity2039 | System | Battery | Build Battery-Wind 2029 | Build Battery-Wind | Firm Generation Capacity | 1 | 2039-01-01 | 0 | MW
0 | 0 | System | Battery | Build Battery-Wind 2029 | Build Battery-Wind | Firm Generation Capacity | 1 | 2039-04-01 | 0 | MW
0 | 0 | System | Battery | Build Battery-Wind 2029 | Build Battery-Wind | Firm Generation Capacity | 1 | 2039-07-01 | 0 | MW
0 | 0 | System | Battery | Build Battery-Wind 2029 | Build Battery-Wind | Firm Generation Capacity | 1 | 2039-10-01 | 0 | MW
Build Battery-Wind 2029_Firm Generation Capacity2040 | Build Battery-Wind_Firm Generation Capacity2040 | System | Battery | Build Battery-Wind 2029 | Build Battery-Wind | Firm Generation Capacity | 1 | 2040-01-01 | 0 | MW
0 | 0 | System | Battery | Build Battery-Wind 2029 | Build Battery-Wind | Firm Generation Capacity | 1 | 2040-04-01 | 0 | MW
0 | 0 | System | Battery | Build Battery-Wind 2029 | Build Battery-Wind | Firm Generation Capacity | 1 | 2040-07-01 | 0 | MW
0 | 0 | System | Battery | Build Battery-Wind 2029 | Build Battery-Wind | Firm Generation Capacity | 1 | 2040-10-01 | 0 | MW
Build Battery-Wind 2029_Firm Generation Capacity2041 | Build Battery-Wind_Firm Generation Capacity2041 | System | Battery | Build Battery-Wind 2029 | Build Battery-Wind | Firm Generation Capacity | 1 | 2041-01-01 | 0 | MW
0 | 0 | System | Battery | Build Battery-Wind 2029 | Build Battery-Wind | Firm Generation Capacity | 1 | 2041-04-01 | 0 | MW
0 | 0 | System | Battery | Build Battery-Wind 2029 | Build Battery-Wind | Firm Generation Capacity | 1 | 2041-07-01 | 0 | MW
0 | 0 | System | Battery | Build Battery-Wind 2029 | Build Battery-Wind | Firm Generation Capacity | 1 | 2041-10-01 | 0 | MW
Build Battery-Wind 2029_Firm Generation Capacity2042 | Build Battery-Wind_Firm Generation Capacity2042 | System | Battery | Build Battery-Wind 2029 | Build Battery-Wind | Firm Generation Capacity | 1 | 2042-01-01 | 0 | MW
0 | 0 | System | Battery | Build Battery-Wind 2029 | Build Battery-Wind | Firm Generation Capacity | 1 | 2042-04-01 | 0 | MW
0 | 0 | System | Battery | Build Battery-Wind 2029 | Build Battery-Wind | Firm Generation Capacity | 1 | 2042-07-01 | 0 | MW
0 | 0 | System | Battery | Build Battery-Wind 2029 | Build Battery-Wind | Firm Generation Capacity | 1 | 2042-10-01 | 0 | MW
Build Battery-Wind 2029_Firm Generation Capacity2043 | Build Battery-Wind_Firm Generation Capacity2043 | System | Battery | Build Battery-Wind 2029 | Build Battery-Wind | Firm Generation Capacity | 1 | 2043-01-01 | 0 | MW
0 | 0 | System | Battery | Build Battery-Wind 2029 | Build Battery-Wind | Firm Generation Capacity | 1 | 2043-04-01 | 0 | MW
0 | 0 | System | Battery | Build Battery-Wind 2029 | Build Battery-Wind | Firm Generation Capacity | 1 | 2043-07-01 | 0 | MW
0 | 0 | System | Battery | Build Battery-Wind 2029 | Build Battery-Wind | Firm Generation Capacity | 1 | 2043-10-01 | 0 | MW
Build Battery-Wind 2030_Firm Generation Capacity2024 | Build Battery-Wind_Firm Generation Capacity2024 | System | Battery | Build Battery-Wind 2030 | Build Battery-Wind | Firm Generation Capacity | 1 | 2024-01-01 | 0 | MW
0 | 0 | System | Battery | Build Battery-Wind 2030 | Build Battery-Wind | Firm Generation Capacity | 1 | 2024-04-01 | 0 | MW
0 | 0 | System | Battery | Build Battery-Wind 2030 | Build Battery-Wind | Firm Generation Capacity | 1 | 2024-07-01 | 0 | MW
0 | 0 | System | Battery | Build Battery-Wind 2030 | Build Battery-Wind | Firm Generation Capacity | 1 | 2024-10-01 | 0 | MW
Build Battery-Wind 2030_Firm Generation Capacity2025 | Build Battery-Wind_Firm Generation Capacity2025 | System | Battery | Build Battery-Wind 2030 | Build Battery-Wind | Firm Generation Capacity | 1 | 2025-01-01 | 0 | MW
0 | 0 | System | Battery | Build Battery-Wind 2030 | Build Battery-Wind | Firm Generation Capacity | 1 | 2025-04-01 | 0 | MW
0 | 0 | System | Battery | Build Battery-Wind 2030 | Build Battery-Wind | Firm Generation Capacity | 1 | 2025-07-01 | 0 | MW
0 | 0 | System | Battery | Build Battery-Wind 2030 | Build Battery-Wind | Firm Generation Capacity | 1 | 2025-10-01 | 0 | MW
Build Battery-Wind 2030_Firm Generation Capacity2026 | Build Battery-Wind_Firm Generation Capacity2026 | System | Battery | Build Battery-Wind 2030 | Build Battery-Wind | Firm Generation Capacity | 1 | 2026-01-01 | 0 | MW
0 | 0 | System | Battery | Build Battery-Wind 2030 | Build Battery-Wind | Firm Generation Capacity | 1 | 2026-04-01 | 0 | MW
0 | 0 | System | Battery | Build Battery-Wind 2030 | Build Battery-Wind | Firm Generation Capacity | 1 | 2026-07-01 | 0 | MW
0 | 0 | System | Battery | Build Battery-Wind 2030 | Build Battery-Wind | Firm Generation Capacity | 1 | 2026-10-01 | 0 | MW
Build Battery-Wind 2030_Firm Generation Capacity2027 | Build Battery-Wind_Firm Generation Capacity2027 | System | Battery | Build Battery-Wind 2030 | Build Battery-Wind | Firm Generation Capacity | 1 | 2027-01-01 | 0 | MW
0 | 0 | System | Battery | Build Battery-Wind 2030 | Build Battery-Wind | Firm Generation Capacity | 1 | 2027-04-01 | 0 | MW
0 | 0 | System | Battery | Build Battery-Wind 2030 | Build Battery-Wind | Firm Generation Capacity | 1 | 2027-07-01 | 0 | MW
0 | 0 | System | Battery | Build Battery-Wind 2030 | Build Battery-Wind | Firm Generation Capacity | 1 | 2027-10-01 | 0 | MW
Build Battery-Wind 2030_Firm Generation Capacity2028 | Build Battery-Wind_Firm Generation Capacity2028 | System | Battery | Build Battery-Wind 2030 | Build Battery-Wind | Firm Generation Capacity | 1 | 2028-01-01 | 0 | MW
0 | 0 | System | Battery | Build Battery-Wind 2030 | Build Battery-Wind | Firm Generation Capacity | 1 | 2028-04-01 | 0 | MW
0 | 0 | System | Battery | Build Battery-Wind 2030 | Build Battery-Wind | Firm Generation Capacity | 1 | 2028-07-01 | 0 | MW
0 | 0 | System | Battery | Build Battery-Wind 2030 | Build Battery-Wind | Firm Generation Capacity | 1 | 2028-10-01 | 0 | MW
Build Battery-Wind 2030_Firm Generation Capacity2029 | Build Battery-Wind_Firm Generation Capacity2029 | System | Battery | Build Battery-Wind 2030 | Build Battery-Wind | Firm Generation Capacity | 1 | 2029-01-01 | 0 | MW
0 | 0 | System | Battery | Build Battery-Wind 2030 | Build Battery-Wind | Firm Generation Capacity | 1 | 2029-04-01 | 0 | MW
0 | 0 | System | Battery | Build Battery-Wind 2030 | Build Battery-Wind | Firm Generation Capacity | 1 | 2029-07-01 | 0 | MW
0 | 0 | System | Battery | Build Battery-Wind 2030 | Build Battery-Wind | Firm Generation Capacity | 1 | 2029-10-01 | 0 | MW
Build Battery-Wind 2030_Firm Generation Capacity2030 | Build Battery-Wind_Firm Generation Capacity2030 | System | Battery | Build Battery-Wind 2030 | Build Battery-Wind | Firm Generation Capacity | 1 | 2030-01-01 | 0 | MW
0 | 0 | System | Battery | Build Battery-Wind 2030 | Build Battery-Wind | Firm Generation Capacity | 1 | 2030-04-01 | 0 | MW
0 | 0 | System | Battery | Build Battery-Wind 2030 | Build Battery-Wind | Firm Generation Capacity | 1 | 2030-07-01 | 0 | MW
0 | 0 | System | Battery | Build Battery-Wind 2030 | Build Battery-Wind | Firm Generation Capacity | 1 | 2030-10-01 | 0 | MW
Build Battery-Wind 2030_Firm Generation Capacity2031 | Build Battery-Wind_Firm Generation Capacity2031 | System | Battery | Build Battery-Wind 2030 | Build Battery-Wind | Firm Generation Capacity | 1 | 2031-01-01 | 0 | MW
0 | 0 | System | Battery | Build Battery-Wind 2030 | Build Battery-Wind | Firm Generation Capacity | 1 | 2031-04-01 | 0 | MW
0 | 0 | System | Battery | Build Battery-Wind 2030 | Build Battery-Wind | Firm Generation Capacity | 1 | 2031-07-01 | 0 | MW
0 | 0 | System | Battery | Build Battery-Wind 2030 | Build Battery-Wind | Firm Generation Capacity | 1 | 2031-10-01 | 0 | MW
Build Battery-Wind 2030_Firm Generation Capacity2032 | Build Battery-Wind_Firm Generation Capacity2032 | System | Battery | Build Battery-Wind 2030 | Build Battery-Wind | Firm Generation Capacity | 1 | 2032-01-01 | 0 | MW
0 | 0 | System | Battery | Build Battery-Wind 2030 | Build Battery-Wind | Firm Generation Capacity | 1 | 2032-04-01 | 0 | MW
0 | 0 | System | Battery | Build Battery-Wind 2030 | Build Battery-Wind | Firm Generation Capacity | 1 | 2032-07-01 | 0 | MW
0 | 0 | System | Battery | Build Battery-Wind 2030 | Build Battery-Wind | Firm Generation Capacity | 1 | 2032-10-01 | 0 | MW
Build Battery-Wind 2030_Firm Generation Capacity2033 | Build Battery-Wind_Firm Generation Capacity2033 | System | Battery | Build Battery-Wind 2030 | Build Battery-Wind | Firm Generation Capacity | 1 | 2033-01-01 | 0 | MW
0 | 0 | System | Battery | Build Battery-Wind 2030 | Build Battery-Wind | Firm Generation Capacity | 1 | 2033-04-01 | 0 | MW
0 | 0 | System | Battery | Build Battery-Wind 2030 | Build Battery-Wind | Firm Generation Capacity | 1 | 2033-07-01 | 0 | MW
0 | 0 | System | Battery | Build Battery-Wind 2030 | Build Battery-Wind | Firm Generation Capacity | 1 | 2033-10-01 | 0 | MW
Build Battery-Wind 2030_Firm Generation Capacity2034 | Build Battery-Wind_Firm Generation Capacity2034 | System | Battery | Build Battery-Wind 2030 | Build Battery-Wind | Firm Generation Capacity | 1 | 2034-01-01 | 0 | MW
0 | 0 | System | Battery | Build Battery-Wind 2030 | Build Battery-Wind | Firm Generation Capacity | 1 | 2034-04-01 | 0 | MW
0 | 0 | System | Battery | Build Battery-Wind 2030 | Build Battery-Wind | Firm Generation Capacity | 1 | 2034-07-01 | 0 | MW
0 | 0 | System | Battery | Build Battery-Wind 2030 | Build Battery-Wind | Firm Generation Capacity | 1 | 2034-10-01 | 0 | MW
Build Battery-Wind 2030_Firm Generation Capacity2035 | Build Battery-Wind_Firm Generation Capacity2035 | System | Battery | Build Battery-Wind 2030 | Build Battery-Wind | Firm Generation Capacity | 1 | 2035-01-01 | 0 | MW
0 | 0 | System | Battery | Build Battery-Wind 2030 | Build Battery-Wind | Firm Generation Capacity | 1 | 2035-04-01 | 0 | MW
0 | 0 | System | Battery | Build Battery-Wind 2030 | Build Battery-Wind | Firm Generation Capacity | 1 | 2035-07-01 | 0 | MW
0 | 0 | System | Battery | Build Battery-Wind 2030 | Build Battery-Wind | Firm Generation Capacity | 1 | 2035-10-01 | 0 | MW
Build Battery-Wind 2030_Firm Generation Capacity2036 | Build Battery-Wind_Firm Generation Capacity2036 | System | Battery | Build Battery-Wind 2030 | Build Battery-Wind | Firm Generation Capacity | 1 | 2036-01-01 | 0 | MW
0 | 0 | System | Battery | Build Battery-Wind 2030 | Build Battery-Wind | Firm Generation Capacity | 1 | 2036-04-01 | 0 | MW
0 | 0 | System | Battery | Build Battery-Wind 2030 | Build Battery-Wind | Firm Generation Capacity | 1 | 2036-07-01 | 0 | MW
0 | 0 | System | Battery | Build Battery-Wind 2030 | Build Battery-Wind | Firm Generation Capacity | 1 | 2036-10-01 | 0 | MW
Build Battery-Wind 2030_Firm Generation Capacity2037 | Build Battery-Wind_Firm Generation Capacity2037 | System | Battery | Build Battery-Wind 2030 | Build Battery-Wind | Firm Generation Capacity | 1 | 2037-01-01 | 0 | MW
0 | 0 | System | Battery | Build Battery-Wind 2030 | Build Battery-Wind | Firm Generation Capacity | 1 | 2037-04-01 | 0 | MW
0 | 0 | System | Battery | Build Battery-Wind 2030 | Build Battery-Wind | Firm Generation Capacity | 1 | 2037-07-01 | 0 | MW
0 | 0 | System | Battery | Build Battery-Wind 2030 | Build Battery-Wind | Firm Generation Capacity | 1 | 2037-10-01 | 0 | MW
Build Battery-Wind 2030_Firm Generation Capacity2038 | Build Battery-Wind_Firm Generation Capacity2038 | System | Battery | Build Battery-Wind 2030 | Build Battery-Wind | Firm Generation Capacity | 1 | 2038-01-01 | 0 | MW
0 | 0 | System | Battery | Build Battery-Wind 2030 | Build Battery-Wind | Firm Generation Capacity | 1 | 2038-04-01 | 0 | MW
0 | 0 | System | Battery | Build Battery-Wind 2030 | Build Battery-Wind | Firm Generation Capacity | 1 | 2038-07-01 | 0 | MW
0 | 0 | System | Battery | Build Battery-Wind 2030 | Build Battery-Wind | Firm Generation Capacity | 1 | 2038-10-01 | 0 | MW
Build Battery-Wind 2030_Firm Generation Capacity2039 | Build Battery-Wind_Firm Generation Capacity2039 | System | Battery | Build Battery-Wind 2030 | Build Battery-Wind | Firm Generation Capacity | 1 | 2039-01-01 | 0 | MW
0 | 0 | System | Battery | Build Battery-Wind 2030 | Build Battery-Wind | Firm Generation Capacity | 1 | 2039-04-01 | 0 | MW
0 | 0 | System | Battery | Build Battery-Wind 2030 | Build Battery-Wind | Firm Generation Capacity | 1 | 2039-07-01 | 0 | MW
0 | 0 | System | Battery | Build Battery-Wind 2030 | Build Battery-Wind | Firm Generation Capacity | 1 | 2039-10-01 | 0 | MW
Build Battery-Wind 2030_Firm Generation Capacity2040 | Build Battery-Wind_Firm Generation Capacity2040 | System | Battery | Build Battery-Wind 2030 | Build Battery-Wind | Firm Generation Capacity | 1 | 2040-01-01 | 0 | MW
0 | 0 | System | Battery | Build Battery-Wind 2030 | Build Battery-Wind | Firm Generation Capacity | 1 | 2040-04-01 | 0 | MW
0 | 0 | System | Battery | Build Battery-Wind 2030 | Build Battery-Wind | Firm Generation Capacity | 1 | 2040-07-01 | 0 | MW
0 | 0 | System | Battery | Build Battery-Wind 2030 | Build Battery-Wind | Firm Generation Capacity | 1 | 2040-10-01 | 0 | MW
Build Battery-Wind 2030_Firm Generation Capacity2041 | Build Battery-Wind_Firm Generation Capacity2041 | System | Battery | Build Battery-Wind 2030 | Build Battery-Wind | Firm Generation Capacity | 1 | 2041-01-01 | 0 | MW
0 | 0 | System | Battery | Build Battery-Wind 2030 | Build Battery-Wind | Firm Generation Capacity | 1 | 2041-04-01 | 0 | MW
0 | 0 | System | Battery | Build Battery-Wind 2030 | Build Battery-Wind | Firm Generation Capacity | 1 | 2041-07-01 | 0 | MW
0 | 0 | System | Battery | Build Battery-Wind 2030 | Build Battery-Wind | Firm Generation Capacity | 1 | 2041-10-01 | 0 | MW
Build Battery-Wind 2030_Firm Generation Capacity2042 | Build Battery-Wind_Firm Generation Capacity2042 | System | Battery | Build Battery-Wind 2030 | Build Battery-Wind | Firm Generation Capacity | 1 | 2042-01-01 | 0 | MW
0 | 0 | System | Battery | Build Battery-Wind 2030 | Build Battery-Wind | Firm Generation Capacity | 1 | 2042-04-01 | 0 | MW
0 | 0 | System | Battery | Build Battery-Wind 2030 | Build Battery-Wind | Firm Generation Capacity | 1 | 2042-07-01 | 0 | MW
0 | 0 | System | Battery | Build Battery-Wind 2030 | Build Battery-Wind | Firm Generation Capacity | 1 | 2042-10-01 | 0 | MW
Build Battery-Wind 2030_Firm Generation Capacity2043 | Build Battery-Wind_Firm Generation Capacity2043 | System | Battery | Build Battery-Wind 2030 | Build Battery-Wind | Firm Generation Capacity | 1 | 2043-01-01 | 0 | MW
0 | 0 | System | Battery | Build Battery-Wind 2030 | Build Battery-Wind | Firm Generation Capacity | 1 | 2043-04-01 | 0 | MW
0 | 0 | System | Battery | Build Battery-Wind 2030 | Build Battery-Wind | Firm Generation Capacity | 1 | 2043-07-01 | 0 | MW
0 | 0 | System | Battery | Build Battery-Wind 2030 | Build Battery-Wind | Firm Generation Capacity | 1 | 2043-10-01 | 0 | MW
Build Battery-Wind 2031_Firm Generation Capacity2024 | Build Battery-Wind_Firm Generation Capacity2024 | System | Battery | Build Battery-Wind 2031 | Build Battery-Wind | Firm Generation Capacity | 1 | 2024-01-01 | 0 | MW
0 | 0 | System | Battery | Build Battery-Wind 2031 | Build Battery-Wind | Firm Generation Capacity | 1 | 2024-04-01 | 0 | MW
0 | 0 | System | Battery | Build Battery-Wind 2031 | Build Battery-Wind | Firm Generation Capacity | 1 | 2024-07-01 | 0 | MW
0 | 0 | System | Battery | Build Battery-Wind 2031 | Build Battery-Wind | Firm Generation Capacity | 1 | 2024-10-01 | 0 | MW
Build Battery-Wind 2031_Firm Generation Capacity2025 | Build Battery-Wind_Firm Generation Capacity2025 | System | Battery | Build Battery-Wind 2031 | Build Battery-Wind | Firm Generation Capacity | 1 | 2025-01-01 | 0 | MW
0 | 0 | System | Battery | Build Battery-Wind 2031 | Build Battery-Wind | Firm Generation Capacity | 1 | 2025-04-01 | 0 | MW
0 | 0 | System | Battery | Build Battery-Wind 2031 | Build Battery-Wind | Firm Generation Capacity | 1 | 2025-07-01 | 0 | MW
0 | 0 | System | Battery | Build Battery-Wind 2031 | Build Battery-Wind | Firm Generation Capacity | 1 | 2025-10-01 | 0 | MW
Build Battery-Wind 2031_Firm Generation Capacity2026 | Build Battery-Wind_Firm Generation Capacity2026 | System | Battery | Build Battery-Wind 2031 | Build Battery-Wind | Firm Generation Capacity | 1 | 2026-01-01 | 0 | MW
0 | 0 | System | Battery | Build Battery-Wind 2031 | Build Battery-Wind | Firm Generation Capacity | 1 | 2026-04-01 | 0 | MW
0 | 0 | System | Battery | Build Battery-Wind 2031 | Build Battery-Wind | Firm Generation Capacity | 1 | 2026-07-01 | 0 | MW
0 | 0 | System | Battery | Build Battery-Wind 2031 | Build Battery-Wind | Firm Generation Capacity | 1 | 2026-10-01 | 0 | MW
Build Battery-Wind 2031_Firm Generation Capacity2027 | Build Battery-Wind_Firm Generation Capacity2027 | System | Battery | Build Battery-Wind 2031 | Build Battery-Wind | Firm Generation Capacity | 1 | 2027-01-01 | 0 | MW
0 | 0 | System | Battery | Build Battery-Wind 2031 | Build Battery-Wind | Firm Generation Capacity | 1 | 2027-04-01 | 0 | MW
0 | 0 | System | Battery | Build Battery-Wind 2031 | Build Battery-Wind | Firm Generation Capacity | 1 | 2027-07-01 | 0 | MW
0 | 0 | System | Battery | Build Battery-Wind 2031 | Build Battery-Wind | Firm Generation Capacity | 1 | 2027-10-01 | 0 | MW
Build Battery-Wind 2031_Firm Generation Capacity2028 | Build Battery-Wind_Firm Generation Capacity2028 | System | Battery | Build Battery-Wind 2031 | Build Battery-Wind | Firm Generation Capacity | 1 | 2028-01-01 | 0 | MW
0 | 0 | System | Battery | Build Battery-Wind 2031 | Build Battery-Wind | Firm Generation Capacity | 1 | 2028-04-01 | 0 | MW
0 | 0 | System | Battery | Build Battery-Wind 2031 | Build Battery-Wind | Firm Generation Capacity | 1 | 2028-07-01 | 0 | MW
0 | 0 | System | Battery | Build Battery-Wind 2031 | Build Battery-Wind | Firm Generation Capacity | 1 | 2028-10-01 | 0 | MW
Build Battery-Wind 2031_Firm Generation Capacity2029 | Build Battery-Wind_Firm Generation Capacity2029 | System | Battery | Build Battery-Wind 2031 | Build Battery-Wind | Firm Generation Capacity | 1 | 2029-01-01 | 0 | MW
0 | 0 | System | Battery | Build Battery-Wind 2031 | Build Battery-Wind | Firm Generation Capacity | 1 | 2029-04-01 | 0 | MW
0 | 0 | System | Battery | Build Battery-Wind 2031 | Build Battery-Wind | Firm Generation Capacity | 1 | 2029-07-01 | 0 | MW
0 | 0 | System | Battery | Build Battery-Wind 2031 | Build Battery-Wind | Firm Generation Capacity | 1 | 2029-10-01 | 0 | MW
Build Battery-Wind 2031_Firm Generation Capacity2030 | Build Battery-Wind_Firm Generation Capacity2030 | System | Battery | Build Battery-Wind 2031 | Build Battery-Wind | Firm Generation Capacity | 1 | 2030-01-01 | 0 | MW
0 | 0 | System | Battery | Build Battery-Wind 2031 | Build Battery-Wind | Firm Generation Capacity | 1 | 2030-04-01 | 0 | MW
0 | 0 | System | Battery | Build Battery-Wind 2031 | Build Battery-Wind | Firm Generation Capacity | 1 | 2030-07-01 | 0 | MW
0 | 0 | System | Battery | Build Battery-Wind 2031 | Build Battery-Wind | Firm Generation Capacity | 1 | 2030-10-01 | 0 | MW
Build Battery-Wind 2031_Firm Generation Capacity2031 | Build Battery-Wind_Firm Generation Capacity2031 | System | Battery | Build Battery-Wind 2031 | Build Battery-Wind | Firm Generation Capacity | 1 | 2031-01-01 | 0 | MW
0 | 0 | System | Battery | Build Battery-Wind 2031 | Build Battery-Wind | Firm Generation Capacity | 1 | 2031-04-01 | 0 | MW
0 | 0 | System | Battery | Build Battery-Wind 2031 | Build Battery-Wind | Firm Generation Capacity | 1 | 2031-07-01 | 0 | MW
0 | 0 | System | Battery | Build Battery-Wind 2031 | Build Battery-Wind | Firm Generation Capacity | 1 | 2031-10-01 | 0 | MW
Build Battery-Wind 2031_Firm Generation Capacity2032 | Build Battery-Wind_Firm Generation Capacity2032 | System | Battery | Build Battery-Wind 2031 | Build Battery-Wind | Firm Generation Capacity | 1 | 2032-01-01 | 0 | MW
0 | 0 | System | Battery | Build Battery-Wind 2031 | Build Battery-Wind | Firm Generation Capacity | 1 | 2032-04-01 | 0 | MW
0 | 0 | System | Battery | Build Battery-Wind 2031 | Build Battery-Wind | Firm Generation Capacity | 1 | 2032-07-01 | 0 | MW
0 | 0 | System | Battery | Build Battery-Wind 2031 | Build Battery-Wind | Firm Generation Capacity | 1 | 2032-10-01 | 0 | MW
Build Battery-Wind 2031_Firm Generation Capacity2033 | Build Battery-Wind_Firm Generation Capacity2033 | System | Battery | Build Battery-Wind 2031 | Build Battery-Wind | Firm Generation Capacity | 1 | 2033-01-01 | 0 | MW
0 | 0 | System | Battery | Build Battery-Wind 2031 | Build Battery-Wind | Firm Generation Capacity | 1 | 2033-04-01 | 0 | MW
0 | 0 | System | Battery | Build Battery-Wind 2031 | Build Battery-Wind | Firm Generation Capacity | 1 | 2033-07-01 | 0 | MW
0 | 0 | System | Battery | Build Battery-Wind 2031 | Build Battery-Wind | Firm Generation Capacity | 1 | 2033-10-01 | 0 | MW
Build Battery-Wind 2031_Firm Generation Capacity2034 | Build Battery-Wind_Firm Generation Capacity2034 | System | Battery | Build Battery-Wind 2031 | Build Battery-Wind | Firm Generation Capacity | 1 | 2034-01-01 | 0 | MW
0 | 0 | System | Battery | Build Battery-Wind 2031 | Build Battery-Wind | Firm Generation Capacity | 1 | 2034-04-01 | 0 | MW
0 | 0 | System | Battery | Build Battery-Wind 2031 | Build Battery-Wind | Firm Generation Capacity | 1 | 2034-07-01 | 0 | MW
0 | 0 | System | Battery | Build Battery-Wind 2031 | Build Battery-Wind | Firm Generation Capacity | 1 | 2034-10-01 | 0 | MW
Build Battery-Wind 2031_Firm Generation Capacity2035 | Build Battery-Wind_Firm Generation Capacity2035 | System | Battery | Build Battery-Wind 2031 | Build Battery-Wind | Firm Generation Capacity | 1 | 2035-01-01 | 0 | MW
0 | 0 | System | Battery | Build Battery-Wind 2031 | Build Battery-Wind | Firm Generation Capacity | 1 | 2035-04-01 | 0 | MW
0 | 0 | System | Battery | Build Battery-Wind 2031 | Build Battery-Wind | Firm Generation Capacity | 1 | 2035-07-01 | 0 | MW
0 | 0 | System | Battery | Build Battery-Wind 2031 | Build Battery-Wind | Firm Generation Capacity | 1 | 2035-10-01 | 0 | MW
Build Battery-Wind 2031_Firm Generation Capacity2036 | Build Battery-Wind_Firm Generation Capacity2036 | System | Battery | Build Battery-Wind 2031 | Build Battery-Wind | Firm Generation Capacity | 1 | 2036-01-01 | 0 | MW
0 | 0 | System | Battery | Build Battery-Wind 2031 | Build Battery-Wind | Firm Generation Capacity | 1 | 2036-04-01 | 0 | MW
0 | 0 | System | Battery | Build Battery-Wind 2031 | Build Battery-Wind | Firm Generation Capacity | 1 | 2036-07-01 | 0 | MW
0 | 0 | System | Battery | Build Battery-Wind 2031 | Build Battery-Wind | Firm Generation Capacity | 1 | 2036-10-01 | 0 | MW
Build Battery-Wind 2031_Firm Generation Capacity2037 | Build Battery-Wind_Firm Generation Capacity2037 | System | Battery | Build Battery-Wind 2031 | Build Battery-Wind | Firm Generation Capacity | 1 | 2037-01-01 | 0 | MW
0 | 0 | System | Battery | Build Battery-Wind 2031 | Build Battery-Wind | Firm Generation Capacity | 1 | 2037-04-01 | 0 | MW
0 | 0 | System | Battery | Build Battery-Wind 2031 | Build Battery-Wind | Firm Generation Capacity | 1 | 2037-07-01 | 0 | MW
0 | 0 | System | Battery | Build Battery-Wind 2031 | Build Battery-Wind | Firm Generation Capacity | 1 | 2037-10-01 | 0 | MW
Build Battery-Wind 2031_Firm Generation Capacity2038 | Build Battery-Wind_Firm Generation Capacity2038 | System | Battery | Build Battery-Wind 2031 | Build Battery-Wind | Firm Generation Capacity | 1 | 2038-01-01 | 0 | MW
0 | 0 | System | Battery | Build Battery-Wind 2031 | Build Battery-Wind | Firm Generation Capacity | 1 | 2038-04-01 | 0 | MW
0 | 0 | System | Battery | Build Battery-Wind 2031 | Build Battery-Wind | Firm Generation Capacity | 1 | 2038-07-01 | 0 | MW
0 | 0 | System | Battery | Build Battery-Wind 2031 | Build Battery-Wind | Firm Generation Capacity | 1 | 2038-10-01 | 0 | MW
Build Battery-Wind 2031_Firm Generation Capacity2039 | Build Battery-Wind_Firm Generation Capacity2039 | System | Battery | Build Battery-Wind 2031 | Build Battery-Wind | Firm Generation Capacity | 1 | 2039-01-01 | 0 | MW
0 | 0 | System | Battery | Build Battery-Wind 2031 | Build Battery-Wind | Firm Generation Capacity | 1 | 2039-04-01 | 0 | MW
0 | 0 | System | Battery | Build Battery-Wind 2031 | Build Battery-Wind | Firm Generation Capacity | 1 | 2039-07-01 | 0 | MW
0 | 0 | System | Battery | Build Battery-Wind 2031 | Build Battery-Wind | Firm Generation Capacity | 1 | 2039-10-01 | 0 | MW
Build Battery-Wind 2031_Firm Generation Capacity2040 | Build Battery-Wind_Firm Generation Capacity2040 | System | Battery | Build Battery-Wind 2031 | Build Battery-Wind | Firm Generation Capacity | 1 | 2040-01-01 | 0 | MW
0 | 0 | System | Battery | Build Battery-Wind 2031 | Build Battery-Wind | Firm Generation Capacity | 1 | 2040-04-01 | 0 | MW
0 | 0 | System | Battery | Build Battery-Wind 2031 | Build Battery-Wind | Firm Generation Capacity | 1 | 2040-07-01 | 0 | MW
0 | 0 | System | Battery | Build Battery-Wind 2031 | Build Battery-Wind | Firm Generation Capacity | 1 | 2040-10-01 | 0 | MW
Build Battery-Wind 2031_Firm Generation Capacity2041 | Build Battery-Wind_Firm Generation Capacity2041 | System | Battery | Build Battery-Wind 2031 | Build Battery-Wind | Firm Generation Capacity | 1 | 2041-01-01 | 0 | MW
0 | 0 | System | Battery | Build Battery-Wind 2031 | Build Battery-Wind | Firm Generation Capacity | 1 | 2041-04-01 | 0 | MW
0 | 0 | System | Battery | Build Battery-Wind 2031 | Build Battery-Wind | Firm Generation Capacity | 1 | 2041-07-01 | 0 | MW
0 | 0 | System | Battery | Build Battery-Wind 2031 | Build Battery-Wind | Firm Generation Capacity | 1 | 2041-10-01 | 0 | MW
Build Battery-Wind 2031_Firm Generation Capacity2042 | Build Battery-Wind_Firm Generation Capacity2042 | System | Battery | Build Battery-Wind 2031 | Build Battery-Wind | Firm Generation Capacity | 1 | 2042-01-01 | 0 | MW
0 | 0 | System | Battery | Build Battery-Wind 2031 | Build Battery-Wind | Firm Generation Capacity | 1 | 2042-04-01 | 0 | MW
0 | 0 | System | Battery | Build Battery-Wind 2031 | Build Battery-Wind | Firm Generation Capacity | 1 | 2042-07-01 | 0 | MW
0 | 0 | System | Battery | Build Battery-Wind 2031 | Build Battery-Wind | Firm Generation Capacity | 1 | 2042-10-01 | 0 | MW
Build Battery-Wind 2031_Firm Generation Capacity2043 | Build Battery-Wind_Firm Generation Capacity2043 | System | Battery | Build Battery-Wind 2031 | Build Battery-Wind | Firm Generation Capacity | 1 | 2043-01-01 | 0 | MW
0 | 0 | System | Battery | Build Battery-Wind 2031 | Build Battery-Wind | Firm Generation Capacity | 1 | 2043-04-01 | 0 | MW
0 | 0 | System | Battery | Build Battery-Wind 2031 | Build Battery-Wind | Firm Generation Capacity | 1 | 2043-07-01 | 0 | MW
0 | 0 | System | Battery | Build Battery-Wind 2031 | Build Battery-Wind | Firm Generation Capacity | 1 | 2043-10-01 | 0 | MW
Build Battery-Wind 2032_Firm Generation Capacity2024 | Build Battery-Wind_Firm Generation Capacity2024 | System | Battery | Build Battery-Wind 2032 | Build Battery-Wind | Firm Generation Capacity | 1 | 2024-01-01 | 0 | MW
0 | 0 | System | Battery | Build Battery-Wind 2032 | Build Battery-Wind | Firm Generation Capacity | 1 | 2024-04-01 | 0 | MW
0 | 0 | System | Battery | Build Battery-Wind 2032 | Build Battery-Wind | Firm Generation Capacity | 1 | 2024-07-01 | 0 | MW
0 | 0 | System | Battery | Build Battery-Wind 2032 | Build Battery-Wind | Firm Generation Capacity | 1 | 2024-10-01 | 0 | MW
Build Battery-Wind 2032_Firm Generation Capacity2025 | Build Battery-Wind_Firm Generation Capacity2025 | System | Battery | Build Battery-Wind 2032 | Build Battery-Wind | Firm Generation Capacity | 1 | 2025-01-01 | 0 | MW
0 | 0 | System | Battery | Build Battery-Wind 2032 | Build Battery-Wind | Firm Generation Capacity | 1 | 2025-04-01 | 0 | MW
0 | 0 | System | Battery | Build Battery-Wind 2032 | Build Battery-Wind | Firm Generation Capacity | 1 | 2025-07-01 | 0 | MW
0 | 0 | System | Battery | Build Battery-Wind 2032 | Build Battery-Wind | Firm Generation Capacity | 1 | 2025-10-01 | 0 | MW
Build Battery-Wind 2032_Firm Generation Capacity2026 | Build Battery-Wind_Firm Generation Capacity2026 | System | Battery | Build Battery-Wind 2032 | Build Battery-Wind | Firm Generation Capacity | 1 | 2026-01-01 | 0 | MW
0 | 0 | System | Battery | Build Battery-Wind 2032 | Build Battery-Wind | Firm Generation Capacity | 1 | 2026-04-01 | 0 | MW
0 | 0 | System | Battery | Build Battery-Wind 2032 | Build Battery-Wind | Firm Generation Capacity | 1 | 2026-07-01 | 0 | MW
0 | 0 | System | Battery | Build Battery-Wind 2032 | Build Battery-Wind | Firm Generation Capacity | 1 | 2026-10-01 | 0 | MW
Build Battery-Wind 2032_Firm Generation Capacity2027 | Build Battery-Wind_Firm Generation Capacity2027 | System | Battery | Build Battery-Wind 2032 | Build Battery-Wind | Firm Generation Capacity | 1 | 2027-01-01 | 0 | MW
0 | 0 | System | Battery | Build Battery-Wind 2032 | Build Battery-Wind | Firm Generation Capacity | 1 | 2027-04-01 | 0 | MW
0 | 0 | System | Battery | Build Battery-Wind 2032 | Build Battery-Wind | Firm Generation Capacity | 1 | 2027-07-01 | 0 | MW
0 | 0 | System | Battery | Build Battery-Wind 2032 | Build Battery-Wind | Firm Generation Capacity | 1 | 2027-10-01 | 0 | MW
Build Battery-Wind 2032_Firm Generation Capacity2028 | Build Battery-Wind_Firm Generation Capacity2028 | System | Battery | Build Battery-Wind 2032 | Build Battery-Wind | Firm Generation Capacity | 1 | 2028-01-01 | 0 | MW
0 | 0 | System | Battery | Build Battery-Wind 2032 | Build Battery-Wind | Firm Generation Capacity | 1 | 2028-04-01 | 0 | MW
0 | 0 | System | Battery | Build Battery-Wind 2032 | Build Battery-Wind | Firm Generation Capacity | 1 | 2028-07-01 | 0 | MW
0 | 0 | System | Battery | Build Battery-Wind 2032 | Build Battery-Wind | Firm Generation Capacity | 1 | 2028-10-01 | 0 | MW
Build Battery-Wind 2032_Firm Generation Capacity2029 | Build Battery-Wind_Firm Generation Capacity2029 | System | Battery | Build Battery-Wind 2032 | Build Battery-Wind | Firm Generation Capacity | 1 | 2029-01-01 | 0 | MW
0 | 0 | System | Battery | Build Battery-Wind 2032 | Build Battery-Wind | Firm Generation Capacity | 1 | 2029-04-01 | 0 | MW
0 | 0 | System | Battery | Build Battery-Wind 2032 | Build Battery-Wind | Firm Generation Capacity | 1 | 2029-07-01 | 0 | MW
0 | 0 | System | Battery | Build Battery-Wind 2032 | Build Battery-Wind | Firm Generation Capacity | 1 | 2029-10-01 | 0 | MW
Build Battery-Wind 2032_Firm Generation Capacity2030 | Build Battery-Wind_Firm Generation Capacity2030 | System | Battery | Build Battery-Wind 2032 | Build Battery-Wind | Firm Generation Capacity | 1 | 2030-01-01 | 0 | MW
0 | 0 | System | Battery | Build Battery-Wind 2032 | Build Battery-Wind | Firm Generation Capacity | 1 | 2030-04-01 | 0 | MW
0 | 0 | System | Battery | Build Battery-Wind 2032 | Build Battery-Wind | Firm Generation Capacity | 1 | 2030-07-01 | 0 | MW
0 | 0 | System | Battery | Build Battery-Wind 2032 | Build Battery-Wind | Firm Generation Capacity | 1 | 2030-10-01 | 0 | MW
Build Battery-Wind 2032_Firm Generation Capacity2031 | Build Battery-Wind_Firm Generation Capacity2031 | System | Battery | Build Battery-Wind 2032 | Build Battery-Wind | Firm Generation Capacity | 1 | 2031-01-01 | 0 | MW
0 | 0 | System | Battery | Build Battery-Wind 2032 | Build Battery-Wind | Firm Generation Capacity | 1 | 2031-04-01 | 0 | MW
0 | 0 | System | Battery | Build Battery-Wind 2032 | Build Battery-Wind | Firm Generation Capacity | 1 | 2031-07-01 | 0 | MW
0 | 0 | System | Battery | Build Battery-Wind 2032 | Build Battery-Wind | Firm Generation Capacity | 1 | 2031-10-01 | 0 | MW
Build Battery-Wind 2032_Firm Generation Capacity2032 | Build Battery-Wind_Firm Generation Capacity2032 | System | Battery | Build Battery-Wind 2032 | Build Battery-Wind | Firm Generation Capacity | 1 | 2032-01-01 | 0 | MW
0 | 0 | System | Battery | Build Battery-Wind 2032 | Build Battery-Wind | Firm Generation Capacity | 1 | 2032-04-01 | 0 | MW
0 | 0 | System | Battery | Build Battery-Wind 2032 | Build Battery-Wind | Firm Generation Capacity | 1 | 2032-07-01 | 0 | MW
0 | 0 | System | Battery | Build Battery-Wind 2032 | Build Battery-Wind | Firm Generation Capacity | 1 | 2032-10-01 | 0 | MW
Build Battery-Wind 2032_Firm Generation Capacity2033 | Build Battery-Wind_Firm Generation Capacity2033 | System | Battery | Build Battery-Wind 2032 | Build Battery-Wind | Firm Generation Capacity | 1 | 2033-01-01 | 0 | MW
0 | 0 | System | Battery | Build Battery-Wind 2032 | Build Battery-Wind | Firm Generation Capacity | 1 | 2033-04-01 | 0 | MW
0 | 0 | System | Battery | Build Battery-Wind 2032 | Build Battery-Wind | Firm Generation Capacity | 1 | 2033-07-01 | 0 | MW
0 | 0 | System | Battery | Build Battery-Wind 2032 | Build Battery-Wind | Firm Generation Capacity | 1 | 2033-10-01 | 0 | MW
Build Battery-Wind 2032_Firm Generation Capacity2034 | Build Battery-Wind_Firm Generation Capacity2034 | System | Battery | Build Battery-Wind 2032 | Build Battery-Wind | Firm Generation Capacity | 1 | 2034-01-01 | 0 | MW
0 | 0 | System | Battery | Build Battery-Wind 2032 | Build Battery-Wind | Firm Generation Capacity | 1 | 2034-04-01 | 0 | MW
0 | 0 | System | Battery | Build Battery-Wind 2032 | Build Battery-Wind | Firm Generation Capacity | 1 | 2034-07-01 | 0 | MW
0 | 0 | System | Battery | Build Battery-Wind 2032 | Build Battery-Wind | Firm Generation Capacity | 1 | 2034-10-01 | 0 | MW
Build Battery-Wind 2032_Firm Generation Capacity2035 | Build Battery-Wind_Firm Generation Capacity2035 | System | Battery | Build Battery-Wind 2032 | Build Battery-Wind | Firm Generation Capacity | 1 | 2035-01-01 | 0 | MW
0 | 0 | System | Battery | Build Battery-Wind 2032 | Build Battery-Wind | Firm Generation Capacity | 1 | 2035-04-01 | 0 | MW
0 | 0 | System | Battery | Build Battery-Wind 2032 | Build Battery-Wind | Firm Generation Capacity | 1 | 2035-07-01 | 0 | MW
0 | 0 | System | Battery | Build Battery-Wind 2032 | Build Battery-Wind | Firm Generation Capacity | 1 | 2035-10-01 | 0 | MW
Build Battery-Wind 2032_Firm Generation Capacity2036 | Build Battery-Wind_Firm Generation Capacity2036 | System | Battery | Build Battery-Wind 2032 | Build Battery-Wind | Firm Generation Capacity | 1 | 2036-01-01 | 0 | MW
0 | 0 | System | Battery | Build Battery-Wind 2032 | Build Battery-Wind | Firm Generation Capacity | 1 | 2036-04-01 | 0 | MW
0 | 0 | System | Battery | Build Battery-Wind 2032 | Build Battery-Wind | Firm Generation Capacity | 1 | 2036-07-01 | 0 | MW
0 | 0 | System | Battery | Build Battery-Wind 2032 | Build Battery-Wind | Firm Generation Capacity | 1 | 2036-10-01 | 0 | MW
Build Battery-Wind 2032_Firm Generation Capacity2037 | Build Battery-Wind_Firm Generation Capacity2037 | System | Battery | Build Battery-Wind 2032 | Build Battery-Wind | Firm Generation Capacity | 1 | 2037-01-01 | 0 | MW
0 | 0 | System | Battery | Build Battery-Wind 2032 | Build Battery-Wind | Firm Generation Capacity | 1 | 2037-04-01 | 0 | MW
0 | 0 | System | Battery | Build Battery-Wind 2032 | Build Battery-Wind | Firm Generation Capacity | 1 | 2037-07-01 | 0 | MW
0 | 0 | System | Battery | Build Battery-Wind 2032 | Build Battery-Wind | Firm Generation Capacity | 1 | 2037-10-01 | 0 | MW
Build Battery-Wind 2032_Firm Generation Capacity2038 | Build Battery-Wind_Firm Generation Capacity2038 | System | Battery | Build Battery-Wind 2032 | Build Battery-Wind | Firm Generation Capacity | 1 | 2038-01-01 | 0 | MW
0 | 0 | System | Battery | Build Battery-Wind 2032 | Build Battery-Wind | Firm Generation Capacity | 1 | 2038-04-01 | 0 | MW
0 | 0 | System | Battery | Build Battery-Wind 2032 | Build Battery-Wind | Firm Generation Capacity | 1 | 2038-07-01 | 0 | MW
0 | 0 | System | Battery | Build Battery-Wind 2032 | Build Battery-Wind | Firm Generation Capacity | 1 | 2038-10-01 | 0 | MW
Build Battery-Wind 2032_Firm Generation Capacity2039 | Build Battery-Wind_Firm Generation Capacity2039 | System | Battery | Build Battery-Wind 2032 | Build Battery-Wind | Firm Generation Capacity | 1 | 2039-01-01 | 0 | MW
0 | 0 | System | Battery | Build Battery-Wind 2032 | Build Battery-Wind | Firm Generation Capacity | 1 | 2039-04-01 | 0 | MW
0 | 0 | System | Battery | Build Battery-Wind 2032 | Build Battery-Wind | Firm Generation Capacity | 1 | 2039-07-01 | 0 | MW
0 | 0 | System | Battery | Build Battery-Wind 2032 | Build Battery-Wind | Firm Generation Capacity | 1 | 2039-10-01 | 0 | MW
Build Battery-Wind 2032_Firm Generation Capacity2040 | Build Battery-Wind_Firm Generation Capacity2040 | System | Battery | Build Battery-Wind 2032 | Build Battery-Wind | Firm Generation Capacity | 1 | 2040-01-01 | 0 | MW
0 | 0 | System | Battery | Build Battery-Wind 2032 | Build Battery-Wind | Firm Generation Capacity | 1 | 2040-04-01 | 0 | MW
0 | 0 | System | Battery | Build Battery-Wind 2032 | Build Battery-Wind | Firm Generation Capacity | 1 | 2040-07-01 | 0 | MW
0 | 0 | System | Battery | Build Battery-Wind 2032 | Build Battery-Wind | Firm Generation Capacity | 1 | 2040-10-01 | 0 | MW
Build Battery-Wind 2032_Firm Generation Capacity2041 | Build Battery-Wind_Firm Generation Capacity2041 | System | Battery | Build Battery-Wind 2032 | Build Battery-Wind | Firm Generation Capacity | 1 | 2041-01-01 | 0 | MW
0 | 0 | System | Battery | Build Battery-Wind 2032 | Build Battery-Wind | Firm Generation Capacity | 1 | 2041-04-01 | 0 | MW
0 | 0 | System | Battery | Build Battery-Wind 2032 | Build Battery-Wind | Firm Generation Capacity | 1 | 2041-07-01 | 0 | MW
0 | 0 | System | Battery | Build Battery-Wind 2032 | Build Battery-Wind | Firm Generation Capacity | 1 | 2041-10-01 | 0 | MW
Build Battery-Wind 2032_Firm Generation Capacity2042 | Build Battery-Wind_Firm Generation Capacity2042 | System | Battery | Build Battery-Wind 2032 | Build Battery-Wind | Firm Generation Capacity | 1 | 2042-01-01 | 0 | MW
0 | 0 | System | Battery | Build Battery-Wind 2032 | Build Battery-Wind | Firm Generation Capacity | 1 | 2042-04-01 | 0 | MW
0 | 0 | System | Battery | Build Battery-Wind 2032 | Build Battery-Wind | Firm Generation Capacity | 1 | 2042-07-01 | 0 | MW
0 | 0 | System | Battery | Build Battery-Wind 2032 | Build Battery-Wind | Firm Generation Capacity | 1 | 2042-10-01 | 0 | MW
Build Battery-Wind 2032_Firm Generation Capacity2043 | Build Battery-Wind_Firm Generation Capacity2043 | System | Battery | Build Battery-Wind 2032 | Build Battery-Wind | Firm Generation Capacity | 1 | 2043-01-01 | 0 | MW
0 | 0 | System | Battery | Build Battery-Wind 2032 | Build Battery-Wind | Firm Generation Capacity | 1 | 2043-04-01 | 0 | MW
0 | 0 | System | Battery | Build Battery-Wind 2032 | Build Battery-Wind | Firm Generation Capacity | 1 | 2043-07-01 | 0 | MW
0 | 0 | System | Battery | Build Battery-Wind 2032 | Build Battery-Wind | Firm Generation Capacity | 1 | 2043-10-01 | 0 | MW
Build Battery-Wind 2033_Firm Generation Capacity2024 | Build Battery-Wind_Firm Generation Capacity2024 | System | Battery | Build Battery-Wind 2033 | Build Battery-Wind | Firm Generation Capacity | 1 | 2024-01-01 | 0 | MW
0 | 0 | System | Battery | Build Battery-Wind 2033 | Build Battery-Wind | Firm Generation Capacity | 1 | 2024-04-01 | 0 | MW
0 | 0 | System | Battery | Build Battery-Wind 2033 | Build Battery-Wind | Firm Generation Capacity | 1 | 2024-07-01 | 0 | MW
0 | 0 | System | Battery | Build Battery-Wind 2033 | Build Battery-Wind | Firm Generation Capacity | 1 | 2024-10-01 | 0 | MW
Build Battery-Wind 2033_Firm Generation Capacity2025 | Build Battery-Wind_Firm Generation Capacity2025 | System | Battery | Build Battery-Wind 2033 | Build Battery-Wind | Firm Generation Capacity | 1 | 2025-01-01 | 0 | MW
0 | 0 | System | Battery | Build Battery-Wind 2033 | Build Battery-Wind | Firm Generation Capacity | 1 | 2025-04-01 | 0 | MW
0 | 0 | System | Battery | Build Battery-Wind 2033 | Build Battery-Wind | Firm Generation Capacity | 1 | 2025-07-01 | 0 | MW
0 | 0 | System | Battery | Build Battery-Wind 2033 | Build Battery-Wind | Firm Generation Capacity | 1 | 2025-10-01 | 0 | MW
Build Battery-Wind 2033_Firm Generation Capacity2026 | Build Battery-Wind_Firm Generation Capacity2026 | System | Battery | Build Battery-Wind 2033 | Build Battery-Wind | Firm Generation Capacity | 1 | 2026-01-01 | 0 | MW
0 | 0 | System | Battery | Build Battery-Wind 2033 | Build Battery-Wind | Firm Generation Capacity | 1 | 2026-04-01 | 0 | MW
0 | 0 | System | Battery | Build Battery-Wind 2033 | Build Battery-Wind | Firm Generation Capacity | 1 | 2026-07-01 | 0 | MW
0 | 0 | System | Battery | Build Battery-Wind 2033 | Build Battery-Wind | Firm Generation Capacity | 1 | 2026-10-01 | 0 | MW
Build Battery-Wind 2033_Firm Generation Capacity2027 | Build Battery-Wind_Firm Generation Capacity2027 | System | Battery | Build Battery-Wind 2033 | Build Battery-Wind | Firm Generation Capacity | 1 | 2027-01-01 | 0 | MW
0 | 0 | System | Battery | Build Battery-Wind 2033 | Build Battery-Wind | Firm Generation Capacity | 1 | 2027-04-01 | 0 | MW
0 | 0 | System | Battery | Build Battery-Wind 2033 | Build Battery-Wind | Firm Generation Capacity | 1 | 2027-07-01 | 0 | MW
0 | 0 | System | Battery | Build Battery-Wind 2033 | Build Battery-Wind | Firm Generation Capacity | 1 | 2027-10-01 | 0 | MW
Build Battery-Wind 2033_Firm Generation Capacity2028 | Build Battery-Wind_Firm Generation Capacity2028 | System | Battery | Build Battery-Wind 2033 | Build Battery-Wind | Firm Generation Capacity | 1 | 2028-01-01 | 0 | MW
0 | 0 | System | Battery | Build Battery-Wind 2033 | Build Battery-Wind | Firm Generation Capacity | 1 | 2028-04-01 | 0 | MW
0 | 0 | System | Battery | Build Battery-Wind 2033 | Build Battery-Wind | Firm Generation Capacity | 1 | 2028-07-01 | 0 | MW
0 | 0 | System | Battery | Build Battery-Wind 2033 | Build Battery-Wind | Firm Generation Capacity | 1 | 2028-10-01 | 0 | MW
Build Battery-Wind 2033_Firm Generation Capacity2029 | Build Battery-Wind_Firm Generation Capacity2029 | System | Battery | Build Battery-Wind 2033 | Build Battery-Wind | Firm Generation Capacity | 1 | 2029-01-01 | 0 | MW
0 | 0 | System | Battery | Build Battery-Wind 2033 | Build Battery-Wind | Firm Generation Capacity | 1 | 2029-04-01 | 0 | MW
0 | 0 | System | Battery | Build Battery-Wind 2033 | Build Battery-Wind | Firm Generation Capacity | 1 | 2029-07-01 | 0 | MW
0 | 0 | System | Battery | Build Battery-Wind 2033 | Build Battery-Wind | Firm Generation Capacity | 1 | 2029-10-01 | 0 | MW
Build Battery-Wind 2033_Firm Generation Capacity2030 | Build Battery-Wind_Firm Generation Capacity2030 | System | Battery | Build Battery-Wind 2033 | Build Battery-Wind | Firm Generation Capacity | 1 | 2030-01-01 | 0 | MW
0 | 0 | System | Battery | Build Battery-Wind 2033 | Build Battery-Wind | Firm Generation Capacity | 1 | 2030-04-01 | 0 | MW
0 | 0 | System | Battery | Build Battery-Wind 2033 | Build Battery-Wind | Firm Generation Capacity | 1 | 2030-07-01 | 0 | MW
0 | 0 | System | Battery | Build Battery-Wind 2033 | Build Battery-Wind | Firm Generation Capacity | 1 | 2030-10-01 | 0 | MW
Build Battery-Wind 2033_Firm Generation Capacity2031 | Build Battery-Wind_Firm Generation Capacity2031 | System | Battery | Build Battery-Wind 2033 | Build Battery-Wind | Firm Generation Capacity | 1 | 2031-01-01 | 0 | MW
0 | 0 | System | Battery | Build Battery-Wind 2033 | Build Battery-Wind | Firm Generation Capacity | 1 | 2031-04-01 | 0 | MW
0 | 0 | System | Battery | Build Battery-Wind 2033 | Build Battery-Wind | Firm Generation Capacity | 1 | 2031-07-01 | 0 | MW
0 | 0 | System | Battery | Build Battery-Wind 2033 | Build Battery-Wind | Firm Generation Capacity | 1 | 2031-10-01 | 0 | MW
Build Battery-Wind 2033_Firm Generation Capacity2032 | Build Battery-Wind_Firm Generation Capacity2032 | System | Battery | Build Battery-Wind 2033 | Build Battery-Wind | Firm Generation Capacity | 1 | 2032-01-01 | 0 | MW
0 | 0 | System | Battery | Build Battery-Wind 2033 | Build Battery-Wind | Firm Generation Capacity | 1 | 2032-04-01 | 0 | MW
0 | 0 | System | Battery | Build Battery-Wind 2033 | Build Battery-Wind | Firm Generation Capacity | 1 | 2032-07-01 | 0 | MW
0 | 0 | System | Battery | Build Battery-Wind 2033 | Build Battery-Wind | Firm Generation Capacity | 1 | 2032-10-01 | 0 | MW
Build Battery-Wind 2033_Firm Generation Capacity2033 | Build Battery-Wind_Firm Generation Capacity2033 | System | Battery | Build Battery-Wind 2033 | Build Battery-Wind | Firm Generation Capacity | 1 | 2033-01-01 | 0 | MW
0 | 0 | System | Battery | Build Battery-Wind 2033 | Build Battery-Wind | Firm Generation Capacity | 1 | 2033-04-01 | 0 | MW
0 | 0 | System | Battery | Build Battery-Wind 2033 | Build Battery-Wind | Firm Generation Capacity | 1 | 2033-07-01 | 0 | MW
0 | 0 | System | Battery | Build Battery-Wind 2033 | Build Battery-Wind | Firm Generation Capacity | 1 | 2033-10-01 | 0 | MW
Build Battery-Wind 2033_Firm Generation Capacity2034 | Build Battery-Wind_Firm Generation Capacity2034 | System | Battery | Build Battery-Wind 2033 | Build Battery-Wind | Firm Generation Capacity | 1 | 2034-01-01 | 0 | MW
0 | 0 | System | Battery | Build Battery-Wind 2033 | Build Battery-Wind | Firm Generation Capacity | 1 | 2034-04-01 | 0 | MW
0 | 0 | System | Battery | Build Battery-Wind 2033 | Build Battery-Wind | Firm Generation Capacity | 1 | 2034-07-01 | 0 | MW
0 | 0 | System | Battery | Build Battery-Wind 2033 | Build Battery-Wind | Firm Generation Capacity | 1 | 2034-10-01 | 0 | MW
Build Battery-Wind 2033_Firm Generation Capacity2035 | Build Battery-Wind_Firm Generation Capacity2035 | System | Battery | Build Battery-Wind 2033 | Build Battery-Wind | Firm Generation Capacity | 1 | 2035-01-01 | 0 | MW
0 | 0 | System | Battery | Build Battery-Wind 2033 | Build Battery-Wind | Firm Generation Capacity | 1 | 2035-04-01 | 0 | MW
0 | 0 | System | Battery | Build Battery-Wind 2033 | Build Battery-Wind | Firm Generation Capacity | 1 | 2035-07-01 | 0 | MW
0 | 0 | System | Battery | Build Battery-Wind 2033 | Build Battery-Wind | Firm Generation Capacity | 1 | 2035-10-01 | 0 | MW
Build Battery-Wind 2033_Firm Generation Capacity2036 | Build Battery-Wind_Firm Generation Capacity2036 | System | Battery | Build Battery-Wind 2033 | Build Battery-Wind | Firm Generation Capacity | 1 | 2036-01-01 | 0 | MW
0 | 0 | System | Battery | Build Battery-Wind 2033 | Build Battery-Wind | Firm Generation Capacity | 1 | 2036-04-01 | 0 | MW
0 | 0 | System | Battery | Build Battery-Wind 2033 | Build Battery-Wind | Firm Generation Capacity | 1 | 2036-07-01 | 0 | MW
0 | 0 | System | Battery | Build Battery-Wind 2033 | Build Battery-Wind | Firm Generation Capacity | 1 | 2036-10-01 | 0 | MW
Build Battery-Wind 2033_Firm Generation Capacity2037 | Build Battery-Wind_Firm Generation Capacity2037 | System | Battery | Build Battery-Wind 2033 | Build Battery-Wind | Firm Generation Capacity | 1 | 2037-01-01 | 0 | MW
0 | 0 | System | Battery | Build Battery-Wind 2033 | Build Battery-Wind | Firm Generation Capacity | 1 | 2037-04-01 | 0 | MW
0 | 0 | System | Battery | Build Battery-Wind 2033 | Build Battery-Wind | Firm Generation Capacity | 1 | 2037-07-01 | 0 | MW
0 | 0 | System | Battery | Build Battery-Wind 2033 | Build Battery-Wind | Firm Generation Capacity | 1 | 2037-10-01 | 0 | MW
Build Battery-Wind 2033_Firm Generation Capacity2038 | Build Battery-Wind_Firm Generation Capacity2038 | System | Battery | Build Battery-Wind 2033 | Build Battery-Wind | Firm Generation Capacity | 1 | 2038-01-01 | 0 | MW
0 | 0 | System | Battery | Build Battery-Wind 2033 | Build Battery-Wind | Firm Generation Capacity | 1 | 2038-04-01 | 0 | MW
0 | 0 | System | Battery | Build Battery-Wind 2033 | Build Battery-Wind | Firm Generation Capacity | 1 | 2038-07-01 | 0 | MW
0 | 0 | System | Battery | Build Battery-Wind 2033 | Build Battery-Wind | Firm Generation Capacity | 1 | 2038-10-01 | 0 | MW
Build Battery-Wind 2033_Firm Generation Capacity2039 | Build Battery-Wind_Firm Generation Capacity2039 | System | Battery | Build Battery-Wind 2033 | Build Battery-Wind | Firm Generation Capacity | 1 | 2039-01-01 | 0 | MW
0 | 0 | System | Battery | Build Battery-Wind 2033 | Build Battery-Wind | Firm Generation Capacity | 1 | 2039-04-01 | 0 | MW
0 | 0 | System | Battery | Build Battery-Wind 2033 | Build Battery-Wind | Firm Generation Capacity | 1 | 2039-07-01 | 0 | MW
0 | 0 | System | Battery | Build Battery-Wind 2033 | Build Battery-Wind | Firm Generation Capacity | 1 | 2039-10-01 | 0 | MW
Build Battery-Wind 2033_Firm Generation Capacity2040 | Build Battery-Wind_Firm Generation Capacity2040 | System | Battery | Build Battery-Wind 2033 | Build Battery-Wind | Firm Generation Capacity | 1 | 2040-01-01 | 0 | MW
0 | 0 | System | Battery | Build Battery-Wind 2033 | Build Battery-Wind | Firm Generation Capacity | 1 | 2040-04-01 | 0 | MW
0 | 0 | System | Battery | Build Battery-Wind 2033 | Build Battery-Wind | Firm Generation Capacity | 1 | 2040-07-01 | 0 | MW
0 | 0 | System | Battery | Build Battery-Wind 2033 | Build Battery-Wind | Firm Generation Capacity | 1 | 2040-10-01 | 0 | MW
Build Battery-Wind 2033_Firm Generation Capacity2041 | Build Battery-Wind_Firm Generation Capacity2041 | System | Battery | Build Battery-Wind 2033 | Build Battery-Wind | Firm Generation Capacity | 1 | 2041-01-01 | 0 | MW
0 | 0 | System | Battery | Build Battery-Wind 2033 | Build Battery-Wind | Firm Generation Capacity | 1 | 2041-04-01 | 0 | MW
0 | 0 | System | Battery | Build Battery-Wind 2033 | Build Battery-Wind | Firm Generation Capacity | 1 | 2041-07-01 | 0 | MW
0 | 0 | System | Battery | Build Battery-Wind 2033 | Build Battery-Wind | Firm Generation Capacity | 1 | 2041-10-01 | 0 | MW
Build Battery-Wind 2033_Firm Generation Capacity2042 | Build Battery-Wind_Firm Generation Capacity2042 | System | Battery | Build Battery-Wind 2033 | Build Battery-Wind | Firm Generation Capacity | 1 | 2042-01-01 | 0 | MW
0 | 0 | System | Battery | Build Battery-Wind 2033 | Build Battery-Wind | Firm Generation Capacity | 1 | 2042-04-01 | 0 | MW
0 | 0 | System | Battery | Build Battery-Wind 2033 | Build Battery-Wind | Firm Generation Capacity | 1 | 2042-07-01 | 0 | MW
0 | 0 | System | Battery | Build Battery-Wind 2033 | Build Battery-Wind | Firm Generation Capacity | 1 | 2042-10-01 | 0 | MW
Build Battery-Wind 2033_Firm Generation Capacity2043 | Build Battery-Wind_Firm Generation Capacity2043 | System | Battery | Build Battery-Wind 2033 | Build Battery-Wind | Firm Generation Capacity | 1 | 2043-01-01 | 0 | MW
0 | 0 | System | Battery | Build Battery-Wind 2033 | Build Battery-Wind | Firm Generation Capacity | 1 | 2043-04-01 | 0 | MW
0 | 0 | System | Battery | Build Battery-Wind 2033 | Build Battery-Wind | Firm Generation Capacity | 1 | 2043-07-01 | 0 | MW
0 | 0 | System | Battery | Build Battery-Wind 2033 | Build Battery-Wind | Firm Generation Capacity | 1 | 2043-10-01 | 0 | MW
Build Battery-Wind 2034_Firm Generation Capacity2024 | Build Battery-Wind_Firm Generation Capacity2024 | System | Battery | Build Battery-Wind 2034 | Build Battery-Wind | Firm Generation Capacity | 1 | 2024-01-01 | 0 | MW
0 | 0 | System | Battery | Build Battery-Wind 2034 | Build Battery-Wind | Firm Generation Capacity | 1 | 2024-04-01 | 0 | MW
0 | 0 | System | Battery | Build Battery-Wind 2034 | Build Battery-Wind | Firm Generation Capacity | 1 | 2024-07-01 | 0 | MW
0 | 0 | System | Battery | Build Battery-Wind 2034 | Build Battery-Wind | Firm Generation Capacity | 1 | 2024-10-01 | 0 | MW
Build Battery-Wind 2034_Firm Generation Capacity2025 | Build Battery-Wind_Firm Generation Capacity2025 | System | Battery | Build Battery-Wind 2034 | Build Battery-Wind | Firm Generation Capacity | 1 | 2025-01-01 | 0 | MW
0 | 0 | System | Battery | Build Battery-Wind 2034 | Build Battery-Wind | Firm Generation Capacity | 1 | 2025-04-01 | 0 | MW
0 | 0 | System | Battery | Build Battery-Wind 2034 | Build Battery-Wind | Firm Generation Capacity | 1 | 2025-07-01 | 0 | MW
0 | 0 | System | Battery | Build Battery-Wind 2034 | Build Battery-Wind | Firm Generation Capacity | 1 | 2025-10-01 | 0 | MW
Build Battery-Wind 2034_Firm Generation Capacity2026 | Build Battery-Wind_Firm Generation Capacity2026 | System | Battery | Build Battery-Wind 2034 | Build Battery-Wind | Firm Generation Capacity | 1 | 2026-01-01 | 0 | MW
0 | 0 | System | Battery | Build Battery-Wind 2034 | Build Battery-Wind | Firm Generation Capacity | 1 | 2026-04-01 | 0 | MW
0 | 0 | System | Battery | Build Battery-Wind 2034 | Build Battery-Wind | Firm Generation Capacity | 1 | 2026-07-01 | 0 | MW
0 | 0 | System | Battery | Build Battery-Wind 2034 | Build Battery-Wind | Firm Generation Capacity | 1 | 2026-10-01 | 0 | MW
Build Battery-Wind 2034_Firm Generation Capacity2027 | Build Battery-Wind_Firm Generation Capacity2027 | System | Battery | Build Battery-Wind 2034 | Build Battery-Wind | Firm Generation Capacity | 1 | 2027-01-01 | 0 | MW
0 | 0 | System | Battery | Build Battery-Wind 2034 | Build Battery-Wind | Firm Generation Capacity | 1 | 2027-04-01 | 0 | MW
0 | 0 | System | Battery | Build Battery-Wind 2034 | Build Battery-Wind | Firm Generation Capacity | 1 | 2027-07-01 | 0 | MW
0 | 0 | System | Battery | Build Battery-Wind 2034 | Build Battery-Wind | Firm Generation Capacity | 1 | 2027-10-01 | 0 | MW
Build Battery-Wind 2034_Firm Generation Capacity2028 | Build Battery-Wind_Firm Generation Capacity2028 | System | Battery | Build Battery-Wind 2034 | Build Battery-Wind | Firm Generation Capacity | 1 | 2028-01-01 | 0 | MW
0 | 0 | System | Battery | Build Battery-Wind 2034 | Build Battery-Wind | Firm Generation Capacity | 1 | 2028-04-01 | 0 | MW
0 | 0 | System | Battery | Build Battery-Wind 2034 | Build Battery-Wind | Firm Generation Capacity | 1 | 2028-07-01 | 0 | MW
0 | 0 | System | Battery | Build Battery-Wind 2034 | Build Battery-Wind | Firm Generation Capacity | 1 | 2028-10-01 | 0 | MW
Build Battery-Wind 2034_Firm Generation Capacity2029 | Build Battery-Wind_Firm Generation Capacity2029 | System | Battery | Build Battery-Wind 2034 | Build Battery-Wind | Firm Generation Capacity | 1 | 2029-01-01 | 0 | MW
0 | 0 | System | Battery | Build Battery-Wind 2034 | Build Battery-Wind | Firm Generation Capacity | 1 | 2029-04-01 | 0 | MW
0 | 0 | System | Battery | Build Battery-Wind 2034 | Build Battery-Wind | Firm Generation Capacity | 1 | 2029-07-01 | 0 | MW
0 | 0 | System | Battery | Build Battery-Wind 2034 | Build Battery-Wind | Firm Generation Capacity | 1 | 2029-10-01 | 0 | MW
Build Battery-Wind 2034_Firm Generation Capacity2030 | Build Battery-Wind_Firm Generation Capacity2030 | System | Battery | Build Battery-Wind 2034 | Build Battery-Wind | Firm Generation Capacity | 1 | 2030-01-01 | 0 | MW
0 | 0 | System | Battery | Build Battery-Wind 2034 | Build Battery-Wind | Firm Generation Capacity | 1 | 2030-04-01 | 0 | MW
0 | 0 | System | Battery | Build Battery-Wind 2034 | Build Battery-Wind | Firm Generation Capacity | 1 | 2030-07-01 | 0 | MW
0 | 0 | System | Battery | Build Battery-Wind 2034 | Build Battery-Wind | Firm Generation Capacity | 1 | 2030-10-01 | 0 | MW
Build Battery-Wind 2034_Firm Generation Capacity2031 | Build Battery-Wind_Firm Generation Capacity2031 | System | Battery | Build Battery-Wind 2034 | Build Battery-Wind | Firm Generation Capacity | 1 | 2031-01-01 | 0 | MW
0 | 0 | System | Battery | Build Battery-Wind 2034 | Build Battery-Wind | Firm Generation Capacity | 1 | 2031-04-01 | 0 | MW
0 | 0 | System | Battery | Build Battery-Wind 2034 | Build Battery-Wind | Firm Generation Capacity | 1 | 2031-07-01 | 0 | MW
0 | 0 | System | Battery | Build Battery-Wind 2034 | Build Battery-Wind | Firm Generation Capacity | 1 | 2031-10-01 | 0 | MW
Build Battery-Wind 2034_Firm Generation Capacity2032 | Build Battery-Wind_Firm Generation Capacity2032 | System | Battery | Build Battery-Wind 2034 | Build Battery-Wind | Firm Generation Capacity | 1 | 2032-01-01 | 0 | MW
0 | 0 | System | Battery | Build Battery-Wind 2034 | Build Battery-Wind | Firm Generation Capacity | 1 | 2032-04-01 | 0 | MW
0 | 0 | System | Battery | Build Battery-Wind 2034 | Build Battery-Wind | Firm Generation Capacity | 1 | 2032-07-01 | 0 | MW
0 | 0 | System | Battery | Build Battery-Wind 2034 | Build Battery-Wind | Firm Generation Capacity | 1 | 2032-10-01 | 0 | MW
Build Battery-Wind 2034_Firm Generation Capacity2033 | Build Battery-Wind_Firm Generation Capacity2033 | System | Battery | Build Battery-Wind 2034 | Build Battery-Wind | Firm Generation Capacity | 1 | 2033-01-01 | 0 | MW
0 | 0 | System | Battery | Build Battery-Wind 2034 | Build Battery-Wind | Firm Generation Capacity | 1 | 2033-04-01 | 0 | MW
0 | 0 | System | Battery | Build Battery-Wind 2034 | Build Battery-Wind | Firm Generation Capacity | 1 | 2033-07-01 | 0 | MW
0 | 0 | System | Battery | Build Battery-Wind 2034 | Build Battery-Wind | Firm Generation Capacity | 1 | 2033-10-01 | 0 | MW
Build Battery-Wind 2034_Firm Generation Capacity2034 | Build Battery-Wind_Firm Generation Capacity2034 | System | Battery | Build Battery-Wind 2034 | Build Battery-Wind | Firm Generation Capacity | 1 | 2034-01-01 | 0 | MW
0 | 0 | System | Battery | Build Battery-Wind 2034 | Build Battery-Wind | Firm Generation Capacity | 1 | 2034-04-01 | 0 | MW
0 | 0 | System | Battery | Build Battery-Wind 2034 | Build Battery-Wind | Firm Generation Capacity | 1 | 2034-07-01 | 0 | MW
0 | 0 | System | Battery | Build Battery-Wind 2034 | Build Battery-Wind | Firm Generation Capacity | 1 | 2034-10-01 | 0 | MW
Build Battery-Wind 2034_Firm Generation Capacity2035 | Build Battery-Wind_Firm Generation Capacity2035 | System | Battery | Build Battery-Wind 2034 | Build Battery-Wind | Firm Generation Capacity | 1 | 2035-01-01 | 0 | MW
0 | 0 | System | Battery | Build Battery-Wind 2034 | Build Battery-Wind | Firm Generation Capacity | 1 | 2035-04-01 | 0 | MW
0 | 0 | System | Battery | Build Battery-Wind 2034 | Build Battery-Wind | Firm Generation Capacity | 1 | 2035-07-01 | 0 | MW
0 | 0 | System | Battery | Build Battery-Wind 2034 | Build Battery-Wind | Firm Generation Capacity | 1 | 2035-10-01 | 0 | MW
Build Battery-Wind 2034_Firm Generation Capacity2036 | Build Battery-Wind_Firm Generation Capacity2036 | System | Battery | Build Battery-Wind 2034 | Build Battery-Wind | Firm Generation Capacity | 1 | 2036-01-01 | 0 | MW
0 | 0 | System | Battery | Build Battery-Wind 2034 | Build Battery-Wind | Firm Generation Capacity | 1 | 2036-04-01 | 0 | MW
0 | 0 | System | Battery | Build Battery-Wind 2034 | Build Battery-Wind | Firm Generation Capacity | 1 | 2036-07-01 | 0 | MW
0 | 0 | System | Battery | Build Battery-Wind 2034 | Build Battery-Wind | Firm Generation Capacity | 1 | 2036-10-01 | 0 | MW
Build Battery-Wind 2034_Firm Generation Capacity2037 | Build Battery-Wind_Firm Generation Capacity2037 | System | Battery | Build Battery-Wind 2034 | Build Battery-Wind | Firm Generation Capacity | 1 | 2037-01-01 | 0 | MW
0 | 0 | System | Battery | Build Battery-Wind 2034 | Build Battery-Wind | Firm Generation Capacity | 1 | 2037-04-01 | 0 | MW
0 | 0 | System | Battery | Build Battery-Wind 2034 | Build Battery-Wind | Firm Generation Capacity | 1 | 2037-07-01 | 0 | MW
0 | 0 | System | Battery | Build Battery-Wind 2034 | Build Battery-Wind | Firm Generation Capacity | 1 | 2037-10-01 | 0 | MW
Build Battery-Wind 2034_Firm Generation Capacity2038 | Build Battery-Wind_Firm Generation Capacity2038 | System | Battery | Build Battery-Wind 2034 | Build Battery-Wind | Firm Generation Capacity | 1 | 2038-01-01 | 0 | MW
0 | 0 | System | Battery | Build Battery-Wind 2034 | Build Battery-Wind | Firm Generation Capacity | 1 | 2038-04-01 | 0 | MW
0 | 0 | System | Battery | Build Battery-Wind 2034 | Build Battery-Wind | Firm Generation Capacity | 1 | 2038-07-01 | 0 | MW
0 | 0 | System | Battery | Build Battery-Wind 2034 | Build Battery-Wind | Firm Generation Capacity | 1 | 2038-10-01 | 0 | MW
Build Battery-Wind 2034_Firm Generation Capacity2039 | Build Battery-Wind_Firm Generation Capacity2039 | System | Battery | Build Battery-Wind 2034 | Build Battery-Wind | Firm Generation Capacity | 1 | 2039-01-01 | 0 | MW
0 | 0 | System | Battery | Build Battery-Wind 2034 | Build Battery-Wind | Firm Generation Capacity | 1 | 2039-04-01 | 0 | MW
0 | 0 | System | Battery | Build Battery-Wind 2034 | Build Battery-Wind | Firm Generation Capacity | 1 | 2039-07-01 | 0 | MW
0 | 0 | System | Battery | Build Battery-Wind 2034 | Build Battery-Wind | Firm Generation Capacity | 1 | 2039-10-01 | 0 | MW
Build Battery-Wind 2034_Firm Generation Capacity2040 | Build Battery-Wind_Firm Generation Capacity2040 | System | Battery | Build Battery-Wind 2034 | Build Battery-Wind | Firm Generation Capacity | 1 | 2040-01-01 | 0 | MW
0 | 0 | System | Battery | Build Battery-Wind 2034 | Build Battery-Wind | Firm Generation Capacity | 1 | 2040-04-01 | 0 | MW
0 | 0 | System | Battery | Build Battery-Wind 2034 | Build Battery-Wind | Firm Generation Capacity | 1 | 2040-07-01 | 0 | MW
0 | 0 | System | Battery | Build Battery-Wind 2034 | Build Battery-Wind | Firm Generation Capacity | 1 | 2040-10-01 | 0 | MW
Build Battery-Wind 2034_Firm Generation Capacity2041 | Build Battery-Wind_Firm Generation Capacity2041 | System | Battery | Build Battery-Wind 2034 | Build Battery-Wind | Firm Generation Capacity | 1 | 2041-01-01 | 0 | MW
0 | 0 | System | Battery | Build Battery-Wind 2034 | Build Battery-Wind | Firm Generation Capacity | 1 | 2041-04-01 | 0 | MW
0 | 0 | System | Battery | Build Battery-Wind 2034 | Build Battery-Wind | Firm Generation Capacity | 1 | 2041-07-01 | 0 | MW
0 | 0 | System | Battery | Build Battery-Wind 2034 | Build Battery-Wind | Firm Generation Capacity | 1 | 2041-10-01 | 0 | MW
Build Battery-Wind 2034_Firm Generation Capacity2042 | Build Battery-Wind_Firm Generation Capacity2042 | System | Battery | Build Battery-Wind 2034 | Build Battery-Wind | Firm Generation Capacity | 1 | 2042-01-01 | 0 | MW
0 | 0 | System | Battery | Build Battery-Wind 2034 | Build Battery-Wind | Firm Generation Capacity | 1 | 2042-04-01 | 0 | MW
0 | 0 | System | Battery | Build Battery-Wind 2034 | Build Battery-Wind | Firm Generation Capacity | 1 | 2042-07-01 | 0 | MW
0 | 0 | System | Battery | Build Battery-Wind 2034 | Build Battery-Wind | Firm Generation Capacity | 1 | 2042-10-01 | 0 | MW
Build Battery-Wind 2034_Firm Generation Capacity2043 | Build Battery-Wind_Firm Generation Capacity2043 | System | Battery | Build Battery-Wind 2034 | Build Battery-Wind | Firm Generation Capacity | 1 | 2043-01-01 | 0 | MW
0 | 0 | System | Battery | Build Battery-Wind 2034 | Build Battery-Wind | Firm Generation Capacity | 1 | 2043-04-01 | 0 | MW
0 | 0 | System | Battery | Build Battery-Wind 2034 | Build Battery-Wind | Firm Generation Capacity | 1 | 2043-07-01 | 0 | MW
0 | 0 | System | Battery | Build Battery-Wind 2034 | Build Battery-Wind | Firm Generation Capacity | 1 | 2043-10-01 | 0 | MW
Build Battery-Wind 2035_Firm Generation Capacity2024 | Build Battery-Wind_Firm Generation Capacity2024 | System | Battery | Build Battery-Wind 2035 | Build Battery-Wind | Firm Generation Capacity | 1 | 2024-01-01 | 0 | MW
0 | 0 | System | Battery | Build Battery-Wind 2035 | Build Battery-Wind | Firm Generation Capacity | 1 | 2024-04-01 | 0 | MW
0 | 0 | System | Battery | Build Battery-Wind 2035 | Build Battery-Wind | Firm Generation Capacity | 1 | 2024-07-01 | 0 | MW
0 | 0 | System | Battery | Build Battery-Wind 2035 | Build Battery-Wind | Firm Generation Capacity | 1 | 2024-10-01 | 0 | MW
Build Battery-Wind 2035_Firm Generation Capacity2025 | Build Battery-Wind_Firm Generation Capacity2025 | System | Battery | Build Battery-Wind 2035 | Build Battery-Wind | Firm Generation Capacity | 1 | 2025-01-01 | 0 | MW
0 | 0 | System | Battery | Build Battery-Wind 2035 | Build Battery-Wind | Firm Generation Capacity | 1 | 2025-04-01 | 0 | MW
0 | 0 | System | Battery | Build Battery-Wind 2035 | Build Battery-Wind | Firm Generation Capacity | 1 | 2025-07-01 | 0 | MW
0 | 0 | System | Battery | Build Battery-Wind 2035 | Build Battery-Wind | Firm Generation Capacity | 1 | 2025-10-01 | 0 | MW
Build Battery-Wind 2035_Firm Generation Capacity2026 | Build Battery-Wind_Firm Generation Capacity2026 | System | Battery | Build Battery-Wind 2035 | Build Battery-Wind | Firm Generation Capacity | 1 | 2026-01-01 | 0 | MW
0 | 0 | System | Battery | Build Battery-Wind 2035 | Build Battery-Wind | Firm Generation Capacity | 1 | 2026-04-01 | 0 | MW
0 | 0 | System | Battery | Build Battery-Wind 2035 | Build Battery-Wind | Firm Generation Capacity | 1 | 2026-07-01 | 0 | MW
0 | 0 | System | Battery | Build Battery-Wind 2035 | Build Battery-Wind | Firm Generation Capacity | 1 | 2026-10-01 | 0 | MW
Build Battery-Wind 2035_Firm Generation Capacity2027 | Build Battery-Wind_Firm Generation Capacity2027 | System | Battery | Build Battery-Wind 2035 | Build Battery-Wind | Firm Generation Capacity | 1 | 2027-01-01 | 0 | MW
0 | 0 | System | Battery | Build Battery-Wind 2035 | Build Battery-Wind | Firm Generation Capacity | 1 | 2027-04-01 | 0 | MW
0 | 0 | System | Battery | Build Battery-Wind 2035 | Build Battery-Wind | Firm Generation Capacity | 1 | 2027-07-01 | 0 | MW
0 | 0 | System | Battery | Build Battery-Wind 2035 | Build Battery-Wind | Firm Generation Capacity | 1 | 2027-10-01 | 0 | MW
Build Battery-Wind 2035_Firm Generation Capacity2028 | Build Battery-Wind_Firm Generation Capacity2028 | System | Battery | Build Battery-Wind 2035 | Build Battery-Wind | Firm Generation Capacity | 1 | 2028-01-01 | 0 | MW
0 | 0 | System | Battery | Build Battery-Wind 2035 | Build Battery-Wind | Firm Generation Capacity | 1 | 2028-04-01 | 0 | MW
0 | 0 | System | Battery | Build Battery-Wind 2035 | Build Battery-Wind | Firm Generation Capacity | 1 | 2028-07-01 | 0 | MW
0 | 0 | System | Battery | Build Battery-Wind 2035 | Build Battery-Wind | Firm Generation Capacity | 1 | 2028-10-01 | 0 | MW
Build Battery-Wind 2035_Firm Generation Capacity2029 | Build Battery-Wind_Firm Generation Capacity2029 | System | Battery | Build Battery-Wind 2035 | Build Battery-Wind | Firm Generation Capacity | 1 | 2029-01-01 | 0 | MW
0 | 0 | System | Battery | Build Battery-Wind 2035 | Build Battery-Wind | Firm Generation Capacity | 1 | 2029-04-01 | 0 | MW
0 | 0 | System | Battery | Build Battery-Wind 2035 | Build Battery-Wind | Firm Generation Capacity | 1 | 2029-07-01 | 0 | MW
0 | 0 | System | Battery | Build Battery-Wind 2035 | Build Battery-Wind | Firm Generation Capacity | 1 | 2029-10-01 | 0 | MW
Build Battery-Wind 2035_Firm Generation Capacity2030 | Build Battery-Wind_Firm Generation Capacity2030 | System | Battery | Build Battery-Wind 2035 | Build Battery-Wind | Firm Generation Capacity | 1 | 2030-01-01 | 0 | MW
0 | 0 | System | Battery | Build Battery-Wind 2035 | Build Battery-Wind | Firm Generation Capacity | 1 | 2030-04-01 | 0 | MW
0 | 0 | System | Battery | Build Battery-Wind 2035 | Build Battery-Wind | Firm Generation Capacity | 1 | 2030-07-01 | 0 | MW
0 | 0 | System | Battery | Build Battery-Wind 2035 | Build Battery-Wind | Firm Generation Capacity | 1 | 2030-10-01 | 0 | MW
Build Battery-Wind 2035_Firm Generation Capacity2031 | Build Battery-Wind_Firm Generation Capacity2031 | System | Battery | Build Battery-Wind 2035 | Build Battery-Wind | Firm Generation Capacity | 1 | 2031-01-01 | 0 | MW
0 | 0 | System | Battery | Build Battery-Wind 2035 | Build Battery-Wind | Firm Generation Capacity | 1 | 2031-04-01 | 0 | MW
0 | 0 | System | Battery | Build Battery-Wind 2035 | Build Battery-Wind | Firm Generation Capacity | 1 | 2031-07-01 | 0 | MW
0 | 0 | System | Battery | Build Battery-Wind 2035 | Build Battery-Wind | Firm Generation Capacity | 1 | 2031-10-01 | 0 | MW
Build Battery-Wind 2035_Firm Generation Capacity2032 | Build Battery-Wind_Firm Generation Capacity2032 | System | Battery | Build Battery-Wind 2035 | Build Battery-Wind | Firm Generation Capacity | 1 | 2032-01-01 | 0 | MW
0 | 0 | System | Battery | Build Battery-Wind 2035 | Build Battery-Wind | Firm Generation Capacity | 1 | 2032-04-01 | 0 | MW
0 | 0 | System | Battery | Build Battery-Wind 2035 | Build Battery-Wind | Firm Generation Capacity | 1 | 2032-07-01 | 0 | MW
0 | 0 | System | Battery | Build Battery-Wind 2035 | Build Battery-Wind | Firm Generation Capacity | 1 | 2032-10-01 | 0 | MW
Build Battery-Wind 2035_Firm Generation Capacity2033 | Build Battery-Wind_Firm Generation Capacity2033 | System | Battery | Build Battery-Wind 2035 | Build Battery-Wind | Firm Generation Capacity | 1 | 2033-01-01 | 0 | MW
0 | 0 | System | Battery | Build Battery-Wind 2035 | Build Battery-Wind | Firm Generation Capacity | 1 | 2033-04-01 | 0 | MW
0 | 0 | System | Battery | Build Battery-Wind 2035 | Build Battery-Wind | Firm Generation Capacity | 1 | 2033-07-01 | 0 | MW
0 | 0 | System | Battery | Build Battery-Wind 2035 | Build Battery-Wind | Firm Generation Capacity | 1 | 2033-10-01 | 0 | MW
Build Battery-Wind 2035_Firm Generation Capacity2034 | Build Battery-Wind_Firm Generation Capacity2034 | System | Battery | Build Battery-Wind 2035 | Build Battery-Wind | Firm Generation Capacity | 1 | 2034-01-01 | 0 | MW
0 | 0 | System | Battery | Build Battery-Wind 2035 | Build Battery-Wind | Firm Generation Capacity | 1 | 2034-04-01 | 0 | MW
0 | 0 | System | Battery | Build Battery-Wind 2035 | Build Battery-Wind | Firm Generation Capacity | 1 | 2034-07-01 | 0 | MW
0 | 0 | System | Battery | Build Battery-Wind 2035 | Build Battery-Wind | Firm Generation Capacity | 1 | 2034-10-01 | 0 | MW
Build Battery-Wind 2035_Firm Generation Capacity2035 | Build Battery-Wind_Firm Generation Capacity2035 | System | Battery | Build Battery-Wind 2035 | Build Battery-Wind | Firm Generation Capacity | 1 | 2035-01-01 | 0 | MW
0 | 0 | System | Battery | Build Battery-Wind 2035 | Build Battery-Wind | Firm Generation Capacity | 1 | 2035-04-01 | 0 | MW
0 | 0 | System | Battery | Build Battery-Wind 2035 | Build Battery-Wind | Firm Generation Capacity | 1 | 2035-07-01 | 0 | MW
0 | 0 | System | Battery | Build Battery-Wind 2035 | Build Battery-Wind | Firm Generation Capacity | 1 | 2035-10-01 | 0 | MW
Build Battery-Wind 2035_Firm Generation Capacity2036 | Build Battery-Wind_Firm Generation Capacity2036 | System | Battery | Build Battery-Wind 2035 | Build Battery-Wind | Firm Generation Capacity | 1 | 2036-01-01 | 0 | MW
0 | 0 | System | Battery | Build Battery-Wind 2035 | Build Battery-Wind | Firm Generation Capacity | 1 | 2036-04-01 | 0 | MW
0 | 0 | System | Battery | Build Battery-Wind 2035 | Build Battery-Wind | Firm Generation Capacity | 1 | 2036-07-01 | 0 | MW
0 | 0 | System | Battery | Build Battery-Wind 2035 | Build Battery-Wind | Firm Generation Capacity | 1 | 2036-10-01 | 0 | MW
Build Battery-Wind 2035_Firm Generation Capacity2037 | Build Battery-Wind_Firm Generation Capacity2037 | System | Battery | Build Battery-Wind 2035 | Build Battery-Wind | Firm Generation Capacity | 1 | 2037-01-01 | 0 | MW
0 | 0 | System | Battery | Build Battery-Wind 2035 | Build Battery-Wind | Firm Generation Capacity | 1 | 2037-04-01 | 0 | MW
0 | 0 | System | Battery | Build Battery-Wind 2035 | Build Battery-Wind | Firm Generation Capacity | 1 | 2037-07-01 | 0 | MW
0 | 0 | System | Battery | Build Battery-Wind 2035 | Build Battery-Wind | Firm Generation Capacity | 1 | 2037-10-01 | 0 | MW
Build Battery-Wind 2035_Firm Generation Capacity2038 | Build Battery-Wind_Firm Generation Capacity2038 | System | Battery | Build Battery-Wind 2035 | Build Battery-Wind | Firm Generation Capacity | 1 | 2038-01-01 | 0 | MW
0 | 0 | System | Battery | Build Battery-Wind 2035 | Build Battery-Wind | Firm Generation Capacity | 1 | 2038-04-01 | 0 | MW
0 | 0 | System | Battery | Build Battery-Wind 2035 | Build Battery-Wind | Firm Generation Capacity | 1 | 2038-07-01 | 0 | MW
0 | 0 | System | Battery | Build Battery-Wind 2035 | Build Battery-Wind | Firm Generation Capacity | 1 | 2038-10-01 | 0 | MW
Build Battery-Wind 2035_Firm Generation Capacity2039 | Build Battery-Wind_Firm Generation Capacity2039 | System | Battery | Build Battery-Wind 2035 | Build Battery-Wind | Firm Generation Capacity | 1 | 2039-01-01 | 0 | MW
0 | 0 | System | Battery | Build Battery-Wind 2035 | Build Battery-Wind | Firm Generation Capacity | 1 | 2039-04-01 | 0 | MW
0 | 0 | System | Battery | Build Battery-Wind 2035 | Build Battery-Wind | Firm Generation Capacity | 1 | 2039-07-01 | 0 | MW
0 | 0 | System | Battery | Build Battery-Wind 2035 | Build Battery-Wind | Firm Generation Capacity | 1 | 2039-10-01 | 0 | MW
Build Battery-Wind 2035_Firm Generation Capacity2040 | Build Battery-Wind_Firm Generation Capacity2040 | System | Battery | Build Battery-Wind 2035 | Build Battery-Wind | Firm Generation Capacity | 1 | 2040-01-01 | 0 | MW
0 | 0 | System | Battery | Build Battery-Wind 2035 | Build Battery-Wind | Firm Generation Capacity | 1 | 2040-04-01 | 0 | MW
0 | 0 | System | Battery | Build Battery-Wind 2035 | Build Battery-Wind | Firm Generation Capacity | 1 | 2040-07-01 | 0 | MW
0 | 0 | System | Battery | Build Battery-Wind 2035 | Build Battery-Wind | Firm Generation Capacity | 1 | 2040-10-01 | 0 | MW
Build Battery-Wind 2035_Firm Generation Capacity2041 | Build Battery-Wind_Firm Generation Capacity2041 | System | Battery | Build Battery-Wind 2035 | Build Battery-Wind | Firm Generation Capacity | 1 | 2041-01-01 | 0 | MW
0 | 0 | System | Battery | Build Battery-Wind 2035 | Build Battery-Wind | Firm Generation Capacity | 1 | 2041-04-01 | 0 | MW
0 | 0 | System | Battery | Build Battery-Wind 2035 | Build Battery-Wind | Firm Generation Capacity | 1 | 2041-07-01 | 0 | MW
0 | 0 | System | Battery | Build Battery-Wind 2035 | Build Battery-Wind | Firm Generation Capacity | 1 | 2041-10-01 | 0 | MW
Build Battery-Wind 2035_Firm Generation Capacity2042 | Build Battery-Wind_Firm Generation Capacity2042 | System | Battery | Build Battery-Wind 2035 | Build Battery-Wind | Firm Generation Capacity | 1 | 2042-01-01 | 0 | MW
0 | 0 | System | Battery | Build Battery-Wind 2035 | Build Battery-Wind | Firm Generation Capacity | 1 | 2042-04-01 | 0 | MW
0 | 0 | System | Battery | Build Battery-Wind 2035 | Build Battery-Wind | Firm Generation Capacity | 1 | 2042-07-01 | 0 | MW
0 | 0 | System | Battery | Build Battery-Wind 2035 | Build Battery-Wind | Firm Generation Capacity | 1 | 2042-10-01 | 0 | MW
Build Battery-Wind 2035_Firm Generation Capacity2043 | Build Battery-Wind_Firm Generation Capacity2043 | System | Battery | Build Battery-Wind 2035 | Build Battery-Wind | Firm Generation Capacity | 1 | 2043-01-01 | 0 | MW
0 | 0 | System | Battery | Build Battery-Wind 2035 | Build Battery-Wind | Firm Generation Capacity | 1 | 2043-04-01 | 0 | MW
0 | 0 | System | Battery | Build Battery-Wind 2035 | Build Battery-Wind | Firm Generation Capacity | 1 | 2043-07-01 | 0 | MW
0 | 0 | System | Battery | Build Battery-Wind 2035 | Build Battery-Wind | Firm Generation Capacity | 1 | 2043-10-01 | 0 | MW
Build Battery-Wind 2036_Firm Generation Capacity2024 | Build Battery-Wind_Firm Generation Capacity2024 | System | Battery | Build Battery-Wind 2036 | Build Battery-Wind | Firm Generation Capacity | 1 | 2024-01-01 | 0 | MW
0 | 0 | System | Battery | Build Battery-Wind 2036 | Build Battery-Wind | Firm Generation Capacity | 1 | 2024-04-01 | 0 | MW
0 | 0 | System | Battery | Build Battery-Wind 2036 | Build Battery-Wind | Firm Generation Capacity | 1 | 2024-07-01 | 0 | MW
0 | 0 | System | Battery | Build Battery-Wind 2036 | Build Battery-Wind | Firm Generation Capacity | 1 | 2024-10-01 | 0 | MW
Build Battery-Wind 2036_Firm Generation Capacity2025 | Build Battery-Wind_Firm Generation Capacity2025 | System | Battery | Build Battery-Wind 2036 | Build Battery-Wind | Firm Generation Capacity | 1 | 2025-01-01 | 0 | MW
0 | 0 | System | Battery | Build Battery-Wind 2036 | Build Battery-Wind | Firm Generation Capacity | 1 | 2025-04-01 | 0 | MW
0 | 0 | System | Battery | Build Battery-Wind 2036 | Build Battery-Wind | Firm Generation Capacity | 1 | 2025-07-01 | 0 | MW
0 | 0 | System | Battery | Build Battery-Wind 2036 | Build Battery-Wind | Firm Generation Capacity | 1 | 2025-10-01 | 0 | MW
Build Battery-Wind 2036_Firm Generation Capacity2026 | Build Battery-Wind_Firm Generation Capacity2026 | System | Battery | Build Battery-Wind 2036 | Build Battery-Wind | Firm Generation Capacity | 1 | 2026-01-01 | 0 | MW
0 | 0 | System | Battery | Build Battery-Wind 2036 | Build Battery-Wind | Firm Generation Capacity | 1 | 2026-04-01 | 0 | MW
0 | 0 | System | Battery | Build Battery-Wind 2036 | Build Battery-Wind | Firm Generation Capacity | 1 | 2026-07-01 | 0 | MW
0 | 0 | System | Battery | Build Battery-Wind 2036 | Build Battery-Wind | Firm Generation Capacity | 1 | 2026-10-01 | 0 | MW
Build Battery-Wind 2036_Firm Generation Capacity2027 | Build Battery-Wind_Firm Generation Capacity2027 | System | Battery | Build Battery-Wind 2036 | Build Battery-Wind | Firm Generation Capacity | 1 | 2027-01-01 | 0 | MW
0 | 0 | System | Battery | Build Battery-Wind 2036 | Build Battery-Wind | Firm Generation Capacity | 1 | 2027-04-01 | 0 | MW
0 | 0 | System | Battery | Build Battery-Wind 2036 | Build Battery-Wind | Firm Generation Capacity | 1 | 2027-07-01 | 0 | MW
0 | 0 | System | Battery | Build Battery-Wind 2036 | Build Battery-Wind | Firm Generation Capacity | 1 | 2027-10-01 | 0 | MW
Build Battery-Wind 2036_Firm Generation Capacity2028 | Build Battery-Wind_Firm Generation Capacity2028 | System | Battery | Build Battery-Wind 2036 | Build Battery-Wind | Firm Generation Capacity | 1 | 2028-01-01 | 0 | MW
0 | 0 | System | Battery | Build Battery-Wind 2036 | Build Battery-Wind | Firm Generation Capacity | 1 | 2028-04-01 | 0 | MW
0 | 0 | System | Battery | Build Battery-Wind 2036 | Build Battery-Wind | Firm Generation Capacity | 1 | 2028-07-01 | 0 | MW
0 | 0 | System | Battery | Build Battery-Wind 2036 | Build Battery-Wind | Firm Generation Capacity | 1 | 2028-10-01 | 0 | MW
Build Battery-Wind 2036_Firm Generation Capacity2029 | Build Battery-Wind_Firm Generation Capacity2029 | System | Battery | Build Battery-Wind 2036 | Build Battery-Wind | Firm Generation Capacity | 1 | 2029-01-01 | 0 | MW
0 | 0 | System | Battery | Build Battery-Wind 2036 | Build Battery-Wind | Firm Generation Capacity | 1 | 2029-04-01 | 0 | MW
0 | 0 | System | Battery | Build Battery-Wind 2036 | Build Battery-Wind | Firm Generation Capacity | 1 | 2029-07-01 | 0 | MW
0 | 0 | System | Battery | Build Battery-Wind 2036 | Build Battery-Wind | Firm Generation Capacity | 1 | 2029-10-01 | 0 | MW
Build Battery-Wind 2036_Firm Generation Capacity2030 | Build Battery-Wind_Firm Generation Capacity2030 | System | Battery | Build Battery-Wind 2036 | Build Battery-Wind | Firm Generation Capacity | 1 | 2030-01-01 | 0 | MW
0 | 0 | System | Battery | Build Battery-Wind 2036 | Build Battery-Wind | Firm Generation Capacity | 1 | 2030-04-01 | 0 | MW
0 | 0 | System | Battery | Build Battery-Wind 2036 | Build Battery-Wind | Firm Generation Capacity | 1 | 2030-07-01 | 0 | MW
0 | 0 | System | Battery | Build Battery-Wind 2036 | Build Battery-Wind | Firm Generation Capacity | 1 | 2030-10-01 | 0 | MW
Build Battery-Wind 2036_Firm Generation Capacity2031 | Build Battery-Wind_Firm Generation Capacity2031 | System | Battery | Build Battery-Wind 2036 | Build Battery-Wind | Firm Generation Capacity | 1 | 2031-01-01 | 0 | MW
0 | 0 | System | Battery | Build Battery-Wind 2036 | Build Battery-Wind | Firm Generation Capacity | 1 | 2031-04-01 | 0 | MW
0 | 0 | System | Battery | Build Battery-Wind 2036 | Build Battery-Wind | Firm Generation Capacity | 1 | 2031-07-01 | 0 | MW
0 | 0 | System | Battery | Build Battery-Wind 2036 | Build Battery-Wind | Firm Generation Capacity | 1 | 2031-10-01 | 0 | MW
Build Battery-Wind 2036_Firm Generation Capacity2032 | Build Battery-Wind_Firm Generation Capacity2032 | System | Battery | Build Battery-Wind 2036 | Build Battery-Wind | Firm Generation Capacity | 1 | 2032-01-01 | 0 | MW
0 | 0 | System | Battery | Build Battery-Wind 2036 | Build Battery-Wind | Firm Generation Capacity | 1 | 2032-04-01 | 0 | MW
0 | 0 | System | Battery | Build Battery-Wind 2036 | Build Battery-Wind | Firm Generation Capacity | 1 | 2032-07-01 | 0 | MW
0 | 0 | System | Battery | Build Battery-Wind 2036 | Build Battery-Wind | Firm Generation Capacity | 1 | 2032-10-01 | 0 | MW
Build Battery-Wind 2036_Firm Generation Capacity2033 | Build Battery-Wind_Firm Generation Capacity2033 | System | Battery | Build Battery-Wind 2036 | Build Battery-Wind | Firm Generation Capacity | 1 | 2033-01-01 | 0 | MW
0 | 0 | System | Battery | Build Battery-Wind 2036 | Build Battery-Wind | Firm Generation Capacity | 1 | 2033-04-01 | 0 | MW
0 | 0 | System | Battery | Build Battery-Wind 2036 | Build Battery-Wind | Firm Generation Capacity | 1 | 2033-07-01 | 0 | MW
0 | 0 | System | Battery | Build Battery-Wind 2036 | Build Battery-Wind | Firm Generation Capacity | 1 | 2033-10-01 | 0 | MW
Build Battery-Wind 2036_Firm Generation Capacity2034 | Build Battery-Wind_Firm Generation Capacity2034 | System | Battery | Build Battery-Wind 2036 | Build Battery-Wind | Firm Generation Capacity | 1 | 2034-01-01 | 0 | MW
0 | 0 | System | Battery | Build Battery-Wind 2036 | Build Battery-Wind | Firm Generation Capacity | 1 | 2034-04-01 | 0 | MW
0 | 0 | System | Battery | Build Battery-Wind 2036 | Build Battery-Wind | Firm Generation Capacity | 1 | 2034-07-01 | 0 | MW
0 | 0 | System | Battery | Build Battery-Wind 2036 | Build Battery-Wind | Firm Generation Capacity | 1 | 2034-10-01 | 0 | MW
Build Battery-Wind 2036_Firm Generation Capacity2035 | Build Battery-Wind_Firm Generation Capacity2035 | System | Battery | Build Battery-Wind 2036 | Build Battery-Wind | Firm Generation Capacity | 1 | 2035-01-01 | 0 | MW
0 | 0 | System | Battery | Build Battery-Wind 2036 | Build Battery-Wind | Firm Generation Capacity | 1 | 2035-04-01 | 0 | MW
0 | 0 | System | Battery | Build Battery-Wind 2036 | Build Battery-Wind | Firm Generation Capacity | 1 | 2035-07-01 | 0 | MW
0 | 0 | System | Battery | Build Battery-Wind 2036 | Build Battery-Wind | Firm Generation Capacity | 1 | 2035-10-01 | 0 | MW
Build Battery-Wind 2036_Firm Generation Capacity2036 | Build Battery-Wind_Firm Generation Capacity2036 | System | Battery | Build Battery-Wind 2036 | Build Battery-Wind | Firm Generation Capacity | 1 | 2036-01-01 | 0 | MW
0 | 0 | System | Battery | Build Battery-Wind 2036 | Build Battery-Wind | Firm Generation Capacity | 1 | 2036-04-01 | 0 | MW
0 | 0 | System | Battery | Build Battery-Wind 2036 | Build Battery-Wind | Firm Generation Capacity | 1 | 2036-07-01 | 0 | MW
0 | 0 | System | Battery | Build Battery-Wind 2036 | Build Battery-Wind | Firm Generation Capacity | 1 | 2036-10-01 | 0 | MW
Build Battery-Wind 2036_Firm Generation Capacity2037 | Build Battery-Wind_Firm Generation Capacity2037 | System | Battery | Build Battery-Wind 2036 | Build Battery-Wind | Firm Generation Capacity | 1 | 2037-01-01 | 0 | MW
0 | 0 | System | Battery | Build Battery-Wind 2036 | Build Battery-Wind | Firm Generation Capacity | 1 | 2037-04-01 | 0 | MW
0 | 0 | System | Battery | Build Battery-Wind 2036 | Build Battery-Wind | Firm Generation Capacity | 1 | 2037-07-01 | 0 | MW
0 | 0 | System | Battery | Build Battery-Wind 2036 | Build Battery-Wind | Firm Generation Capacity | 1 | 2037-10-01 | 0 | MW
Build Battery-Wind 2036_Firm Generation Capacity2038 | Build Battery-Wind_Firm Generation Capacity2038 | System | Battery | Build Battery-Wind 2036 | Build Battery-Wind | Firm Generation Capacity | 1 | 2038-01-01 | 0 | MW
0 | 0 | System | Battery | Build Battery-Wind 2036 | Build Battery-Wind | Firm Generation Capacity | 1 | 2038-04-01 | 0 | MW
0 | 0 | System | Battery | Build Battery-Wind 2036 | Build Battery-Wind | Firm Generation Capacity | 1 | 2038-07-01 | 0 | MW
0 | 0 | System | Battery | Build Battery-Wind 2036 | Build Battery-Wind | Firm Generation Capacity | 1 | 2038-10-01 | 0 | MW
Build Battery-Wind 2036_Firm Generation Capacity2039 | Build Battery-Wind_Firm Generation Capacity2039 | System | Battery | Build Battery-Wind 2036 | Build Battery-Wind | Firm Generation Capacity | 1 | 2039-01-01 | 0 | MW
0 | 0 | System | Battery | Build Battery-Wind 2036 | Build Battery-Wind | Firm Generation Capacity | 1 | 2039-04-01 | 0 | MW
0 | 0 | System | Battery | Build Battery-Wind 2036 | Build Battery-Wind | Firm Generation Capacity | 1 | 2039-07-01 | 0 | MW
0 | 0 | System | Battery | Build Battery-Wind 2036 | Build Battery-Wind | Firm Generation Capacity | 1 | 2039-10-01 | 0 | MW
Build Battery-Wind 2036_Firm Generation Capacity2040 | Build Battery-Wind_Firm Generation Capacity2040 | System | Battery | Build Battery-Wind 2036 | Build Battery-Wind | Firm Generation Capacity | 1 | 2040-01-01 | 0 | MW
0 | 0 | System | Battery | Build Battery-Wind 2036 | Build Battery-Wind | Firm Generation Capacity | 1 | 2040-04-01 | 0 | MW
0 | 0 | System | Battery | Build Battery-Wind 2036 | Build Battery-Wind | Firm Generation Capacity | 1 | 2040-07-01 | 0 | MW
0 | 0 | System | Battery | Build Battery-Wind 2036 | Build Battery-Wind | Firm Generation Capacity | 1 | 2040-10-01 | 0 | MW
Build Battery-Wind 2036_Firm Generation Capacity2041 | Build Battery-Wind_Firm Generation Capacity2041 | System | Battery | Build Battery-Wind 2036 | Build Battery-Wind | Firm Generation Capacity | 1 | 2041-01-01 | 0 | MW
0 | 0 | System | Battery | Build Battery-Wind 2036 | Build Battery-Wind | Firm Generation Capacity | 1 | 2041-04-01 | 0 | MW
0 | 0 | System | Battery | Build Battery-Wind 2036 | Build Battery-Wind | Firm Generation Capacity | 1 | 2041-07-01 | 0 | MW
0 | 0 | System | Battery | Build Battery-Wind 2036 | Build Battery-Wind | Firm Generation Capacity | 1 | 2041-10-01 | 0 | MW
Build Battery-Wind 2036_Firm Generation Capacity2042 | Build Battery-Wind_Firm Generation Capacity2042 | System | Battery | Build Battery-Wind 2036 | Build Battery-Wind | Firm Generation Capacity | 1 | 2042-01-01 | 0 | MW
0 | 0 | System | Battery | Build Battery-Wind 2036 | Build Battery-Wind | Firm Generation Capacity | 1 | 2042-04-01 | 0 | MW
0 | 0 | System | Battery | Build Battery-Wind 2036 | Build Battery-Wind | Firm Generation Capacity | 1 | 2042-07-01 | 0 | MW
0 | 0 | System | Battery | Build Battery-Wind 2036 | Build Battery-Wind | Firm Generation Capacity | 1 | 2042-10-01 | 0 | MW
Build Battery-Wind 2036_Firm Generation Capacity2043 | Build Battery-Wind_Firm Generation Capacity2043 | System | Battery | Build Battery-Wind 2036 | Build Battery-Wind | Firm Generation Capacity | 1 | 2043-01-01 | 0 | MW
0 | 0 | System | Battery | Build Battery-Wind 2036 | Build Battery-Wind | Firm Generation Capacity | 1 | 2043-04-01 | 0 | MW
0 | 0 | System | Battery | Build Battery-Wind 2036 | Build Battery-Wind | Firm Generation Capacity | 1 | 2043-07-01 | 0 | MW
0 | 0 | System | Battery | Build Battery-Wind 2036 | Build Battery-Wind | Firm Generation Capacity | 1 | 2043-10-01 | 0 | MW
Build Battery-Wind 2037_Firm Generation Capacity2024 | Build Battery-Wind_Firm Generation Capacity2024 | System | Battery | Build Battery-Wind 2037 | Build Battery-Wind | Firm Generation Capacity | 1 | 2024-01-01 | 0 | MW
0 | 0 | System | Battery | Build Battery-Wind 2037 | Build Battery-Wind | Firm Generation Capacity | 1 | 2024-04-01 | 0 | MW
0 | 0 | System | Battery | Build Battery-Wind 2037 | Build Battery-Wind | Firm Generation Capacity | 1 | 2024-07-01 | 0 | MW
0 | 0 | System | Battery | Build Battery-Wind 2037 | Build Battery-Wind | Firm Generation Capacity | 1 | 2024-10-01 | 0 | MW
Build Battery-Wind 2037_Firm Generation Capacity2025 | Build Battery-Wind_Firm Generation Capacity2025 | System | Battery | Build Battery-Wind 2037 | Build Battery-Wind | Firm Generation Capacity | 1 | 2025-01-01 | 0 | MW
0 | 0 | System | Battery | Build Battery-Wind 2037 | Build Battery-Wind | Firm Generation Capacity | 1 | 2025-04-01 | 0 | MW
0 | 0 | System | Battery | Build Battery-Wind 2037 | Build Battery-Wind | Firm Generation Capacity | 1 | 2025-07-01 | 0 | MW
0 | 0 | System | Battery | Build Battery-Wind 2037 | Build Battery-Wind | Firm Generation Capacity | 1 | 2025-10-01 | 0 | MW
Build Battery-Wind 2037_Firm Generation Capacity2026 | Build Battery-Wind_Firm Generation Capacity2026 | System | Battery | Build Battery-Wind 2037 | Build Battery-Wind | Firm Generation Capacity | 1 | 2026-01-01 | 0 | MW
0 | 0 | System | Battery | Build Battery-Wind 2037 | Build Battery-Wind | Firm Generation Capacity | 1 | 2026-04-01 | 0 | MW
0 | 0 | System | Battery | Build Battery-Wind 2037 | Build Battery-Wind | Firm Generation Capacity | 1 | 2026-07-01 | 0 | MW
0 | 0 | System | Battery | Build Battery-Wind 2037 | Build Battery-Wind | Firm Generation Capacity | 1 | 2026-10-01 | 0 | MW
Build Battery-Wind 2037_Firm Generation Capacity2027 | Build Battery-Wind_Firm Generation Capacity2027 | System | Battery | Build Battery-Wind 2037 | Build Battery-Wind | Firm Generation Capacity | 1 | 2027-01-01 | 0 | MW
0 | 0 | System | Battery | Build Battery-Wind 2037 | Build Battery-Wind | Firm Generation Capacity | 1 | 2027-04-01 | 0 | MW
0 | 0 | System | Battery | Build Battery-Wind 2037 | Build Battery-Wind | Firm Generation Capacity | 1 | 2027-07-01 | 0 | MW
0 | 0 | System | Battery | Build Battery-Wind 2037 | Build Battery-Wind | Firm Generation Capacity | 1 | 2027-10-01 | 0 | MW
Build Battery-Wind 2037_Firm Generation Capacity2028 | Build Battery-Wind_Firm Generation Capacity2028 | System | Battery | Build Battery-Wind 2037 | Build Battery-Wind | Firm Generation Capacity | 1 | 2028-01-01 | 0 | MW
0 | 0 | System | Battery | Build Battery-Wind 2037 | Build Battery-Wind | Firm Generation Capacity | 1 | 2028-04-01 | 0 | MW
0 | 0 | System | Battery | Build Battery-Wind 2037 | Build Battery-Wind | Firm Generation Capacity | 1 | 2028-07-01 | 0 | MW
0 | 0 | System | Battery | Build Battery-Wind 2037 | Build Battery-Wind | Firm Generation Capacity | 1 | 2028-10-01 | 0 | MW
Build Battery-Wind 2037_Firm Generation Capacity2029 | Build Battery-Wind_Firm Generation Capacity2029 | System | Battery | Build Battery-Wind 2037 | Build Battery-Wind | Firm Generation Capacity | 1 | 2029-01-01 | 0 | MW
0 | 0 | System | Battery | Build Battery-Wind 2037 | Build Battery-Wind | Firm Generation Capacity | 1 | 2029-04-01 | 0 | MW
0 | 0 | System | Battery | Build Battery-Wind 2037 | Build Battery-Wind | Firm Generation Capacity | 1 | 2029-07-01 | 0 | MW
0 | 0 | System | Battery | Build Battery-Wind 2037 | Build Battery-Wind | Firm Generation Capacity | 1 | 2029-10-01 | 0 | MW
Build Battery-Wind 2037_Firm Generation Capacity2030 | Build Battery-Wind_Firm Generation Capacity2030 | System | Battery | Build Battery-Wind 2037 | Build Battery-Wind | Firm Generation Capacity | 1 | 2030-01-01 | 0 | MW
0 | 0 | System | Battery | Build Battery-Wind 2037 | Build Battery-Wind | Firm Generation Capacity | 1 | 2030-04-01 | 0 | MW
0 | 0 | System | Battery | Build Battery-Wind 2037 | Build Battery-Wind | Firm Generation Capacity | 1 | 2030-07-01 | 0 | MW
0 | 0 | System | Battery | Build Battery-Wind 2037 | Build Battery-Wind | Firm Generation Capacity | 1 | 2030-10-01 | 0 | MW
Build Battery-Wind 2037_Firm Generation Capacity2031 | Build Battery-Wind_Firm Generation Capacity2031 | System | Battery | Build Battery-Wind 2037 | Build Battery-Wind | Firm Generation Capacity | 1 | 2031-01-01 | 0 | MW
0 | 0 | System | Battery | Build Battery-Wind 2037 | Build Battery-Wind | Firm Generation Capacity | 1 | 2031-04-01 | 0 | MW
0 | 0 | System | Battery | Build Battery-Wind 2037 | Build Battery-Wind | Firm Generation Capacity | 1 | 2031-07-01 | 0 | MW
0 | 0 | System | Battery | Build Battery-Wind 2037 | Build Battery-Wind | Firm Generation Capacity | 1 | 2031-10-01 | 0 | MW
Build Battery-Wind 2037_Firm Generation Capacity2032 | Build Battery-Wind_Firm Generation Capacity2032 | System | Battery | Build Battery-Wind 2037 | Build Battery-Wind | Firm Generation Capacity | 1 | 2032-01-01 | 0 | MW
0 | 0 | System | Battery | Build Battery-Wind 2037 | Build Battery-Wind | Firm Generation Capacity | 1 | 2032-04-01 | 0 | MW
0 | 0 | System | Battery | Build Battery-Wind 2037 | Build Battery-Wind | Firm Generation Capacity | 1 | 2032-07-01 | 0 | MW
0 | 0 | System | Battery | Build Battery-Wind 2037 | Build Battery-Wind | Firm Generation Capacity | 1 | 2032-10-01 | 0 | MW
Build Battery-Wind 2037_Firm Generation Capacity2033 | Build Battery-Wind_Firm Generation Capacity2033 | System | Battery | Build Battery-Wind 2037 | Build Battery-Wind | Firm Generation Capacity | 1 | 2033-01-01 | 0 | MW
0 | 0 | System | Battery | Build Battery-Wind 2037 | Build Battery-Wind | Firm Generation Capacity | 1 | 2033-04-01 | 0 | MW
0 | 0 | System | Battery | Build Battery-Wind 2037 | Build Battery-Wind | Firm Generation Capacity | 1 | 2033-07-01 | 0 | MW
0 | 0 | System | Battery | Build Battery-Wind 2037 | Build Battery-Wind | Firm Generation Capacity | 1 | 2033-10-01 | 0 | MW
Build Battery-Wind 2037_Firm Generation Capacity2034 | Build Battery-Wind_Firm Generation Capacity2034 | System | Battery | Build Battery-Wind 2037 | Build Battery-Wind | Firm Generation Capacity | 1 | 2034-01-01 | 0 | MW
0 | 0 | System | Battery | Build Battery-Wind 2037 | Build Battery-Wind | Firm Generation Capacity | 1 | 2034-04-01 | 0 | MW
0 | 0 | System | Battery | Build Battery-Wind 2037 | Build Battery-Wind | Firm Generation Capacity | 1 | 2034-07-01 | 0 | MW
0 | 0 | System | Battery | Build Battery-Wind 2037 | Build Battery-Wind | Firm Generation Capacity | 1 | 2034-10-01 | 0 | MW
Build Battery-Wind 2037_Firm Generation Capacity2035 | Build Battery-Wind_Firm Generation Capacity2035 | System | Battery | Build Battery-Wind 2037 | Build Battery-Wind | Firm Generation Capacity | 1 | 2035-01-01 | 0 | MW
0 | 0 | System | Battery | Build Battery-Wind 2037 | Build Battery-Wind | Firm Generation Capacity | 1 | 2035-04-01 | 0 | MW
0 | 0 | System | Battery | Build Battery-Wind 2037 | Build Battery-Wind | Firm Generation Capacity | 1 | 2035-07-01 | 0 | MW
0 | 0 | System | Battery | Build Battery-Wind 2037 | Build Battery-Wind | Firm Generation Capacity | 1 | 2035-10-01 | 0 | MW
Build Battery-Wind 2037_Firm Generation Capacity2036 | Build Battery-Wind_Firm Generation Capacity2036 | System | Battery | Build Battery-Wind 2037 | Build Battery-Wind | Firm Generation Capacity | 1 | 2036-01-01 | 0 | MW
0 | 0 | System | Battery | Build Battery-Wind 2037 | Build Battery-Wind | Firm Generation Capacity | 1 | 2036-04-01 | 0 | MW
0 | 0 | System | Battery | Build Battery-Wind 2037 | Build Battery-Wind | Firm Generation Capacity | 1 | 2036-07-01 | 0 | MW
0 | 0 | System | Battery | Build Battery-Wind 2037 | Build Battery-Wind | Firm Generation Capacity | 1 | 2036-10-01 | 0 | MW
Build Battery-Wind 2037_Firm Generation Capacity2037 | Build Battery-Wind_Firm Generation Capacity2037 | System | Battery | Build Battery-Wind 2037 | Build Battery-Wind | Firm Generation Capacity | 1 | 2037-01-01 | 0 | MW
0 | 0 | System | Battery | Build Battery-Wind 2037 | Build Battery-Wind | Firm Generation Capacity | 1 | 2037-04-01 | 0 | MW
0 | 0 | System | Battery | Build Battery-Wind 2037 | Build Battery-Wind | Firm Generation Capacity | 1 | 2037-07-01 | 0 | MW
0 | 0 | System | Battery | Build Battery-Wind 2037 | Build Battery-Wind | Firm Generation Capacity | 1 | 2037-10-01 | 0 | MW
Build Battery-Wind 2037_Firm Generation Capacity2038 | Build Battery-Wind_Firm Generation Capacity2038 | System | Battery | Build Battery-Wind 2037 | Build Battery-Wind | Firm Generation Capacity | 1 | 2038-01-01 | 0 | MW
0 | 0 | System | Battery | Build Battery-Wind 2037 | Build Battery-Wind | Firm Generation Capacity | 1 | 2038-04-01 | 0 | MW
0 | 0 | System | Battery | Build Battery-Wind 2037 | Build Battery-Wind | Firm Generation Capacity | 1 | 2038-07-01 | 0 | MW
0 | 0 | System | Battery | Build Battery-Wind 2037 | Build Battery-Wind | Firm Generation Capacity | 1 | 2038-10-01 | 0 | MW
Build Battery-Wind 2037_Firm Generation Capacity2039 | Build Battery-Wind_Firm Generation Capacity2039 | System | Battery | Build Battery-Wind 2037 | Build Battery-Wind | Firm Generation Capacity | 1 | 2039-01-01 | 0 | MW
0 | 0 | System | Battery | Build Battery-Wind 2037 | Build Battery-Wind | Firm Generation Capacity | 1 | 2039-04-01 | 0 | MW
0 | 0 | System | Battery | Build Battery-Wind 2037 | Build Battery-Wind | Firm Generation Capacity | 1 | 2039-07-01 | 0 | MW
0 | 0 | System | Battery | Build Battery-Wind 2037 | Build Battery-Wind | Firm Generation Capacity | 1 | 2039-10-01 | 0 | MW
Build Battery-Wind 2037_Firm Generation Capacity2040 | Build Battery-Wind_Firm Generation Capacity2040 | System | Battery | Build Battery-Wind 2037 | Build Battery-Wind | Firm Generation Capacity | 1 | 2040-01-01 | 0 | MW
0 | 0 | System | Battery | Build Battery-Wind 2037 | Build Battery-Wind | Firm Generation Capacity | 1 | 2040-04-01 | 0 | MW
0 | 0 | System | Battery | Build Battery-Wind 2037 | Build Battery-Wind | Firm Generation Capacity | 1 | 2040-07-01 | 0 | MW
0 | 0 | System | Battery | Build Battery-Wind 2037 | Build Battery-Wind | Firm Generation Capacity | 1 | 2040-10-01 | 0 | MW
Build Battery-Wind 2037_Firm Generation Capacity2041 | Build Battery-Wind_Firm Generation Capacity2041 | System | Battery | Build Battery-Wind 2037 | Build Battery-Wind | Firm Generation Capacity | 1 | 2041-01-01 | 0 | MW
0 | 0 | System | Battery | Build Battery-Wind 2037 | Build Battery-Wind | Firm Generation Capacity | 1 | 2041-04-01 | 0 | MW
0 | 0 | System | Battery | Build Battery-Wind 2037 | Build Battery-Wind | Firm Generation Capacity | 1 | 2041-07-01 | 0 | MW
0 | 0 | System | Battery | Build Battery-Wind 2037 | Build Battery-Wind | Firm Generation Capacity | 1 | 2041-10-01 | 0 | MW
Build Battery-Wind 2037_Firm Generation Capacity2042 | Build Battery-Wind_Firm Generation Capacity2042 | System | Battery | Build Battery-Wind 2037 | Build Battery-Wind | Firm Generation Capacity | 1 | 2042-01-01 | 0 | MW
0 | 0 | System | Battery | Build Battery-Wind 2037 | Build Battery-Wind | Firm Generation Capacity | 1 | 2042-04-01 | 0 | MW
0 | 0 | System | Battery | Build Battery-Wind 2037 | Build Battery-Wind | Firm Generation Capacity | 1 | 2042-07-01 | 0 | MW
0 | 0 | System | Battery | Build Battery-Wind 2037 | Build Battery-Wind | Firm Generation Capacity | 1 | 2042-10-01 | 0 | MW
Build Battery-Wind 2037_Firm Generation Capacity2043 | Build Battery-Wind_Firm Generation Capacity2043 | System | Battery | Build Battery-Wind 2037 | Build Battery-Wind | Firm Generation Capacity | 1 | 2043-01-01 | 0 | MW
0 | 0 | System | Battery | Build Battery-Wind 2037 | Build Battery-Wind | Firm Generation Capacity | 1 | 2043-04-01 | 0 | MW
0 | 0 | System | Battery | Build Battery-Wind 2037 | Build Battery-Wind | Firm Generation Capacity | 1 | 2043-07-01 | 0 | MW
0 | 0 | System | Battery | Build Battery-Wind 2037 | Build Battery-Wind | Firm Generation Capacity | 1 | 2043-10-01 | 0 | MW
Build Battery-Wind 2038_Firm Generation Capacity2024 | Build Battery-Wind_Firm Generation Capacity2024 | System | Battery | Build Battery-Wind 2038 | Build Battery-Wind | Firm Generation Capacity | 1 | 2024-01-01 | 0 | MW
0 | 0 | System | Battery | Build Battery-Wind 2038 | Build Battery-Wind | Firm Generation Capacity | 1 | 2024-04-01 | 0 | MW
0 | 0 | System | Battery | Build Battery-Wind 2038 | Build Battery-Wind | Firm Generation Capacity | 1 | 2024-07-01 | 0 | MW
0 | 0 | System | Battery | Build Battery-Wind 2038 | Build Battery-Wind | Firm Generation Capacity | 1 | 2024-10-01 | 0 | MW
Build Battery-Wind 2038_Firm Generation Capacity2025 | Build Battery-Wind_Firm Generation Capacity2025 | System | Battery | Build Battery-Wind 2038 | Build Battery-Wind | Firm Generation Capacity | 1 | 2025-01-01 | 0 | MW
0 | 0 | System | Battery | Build Battery-Wind 2038 | Build Battery-Wind | Firm Generation Capacity | 1 | 2025-04-01 | 0 | MW
0 | 0 | System | Battery | Build Battery-Wind 2038 | Build Battery-Wind | Firm Generation Capacity | 1 | 2025-07-01 | 0 | MW
0 | 0 | System | Battery | Build Battery-Wind 2038 | Build Battery-Wind | Firm Generation Capacity | 1 | 2025-10-01 | 0 | MW
Build Battery-Wind 2038_Firm Generation Capacity2026 | Build Battery-Wind_Firm Generation Capacity2026 | System | Battery | Build Battery-Wind 2038 | Build Battery-Wind | Firm Generation Capacity | 1 | 2026-01-01 | 0 | MW
0 | 0 | System | Battery | Build Battery-Wind 2038 | Build Battery-Wind | Firm Generation Capacity | 1 | 2026-04-01 | 0 | MW
0 | 0 | System | Battery | Build Battery-Wind 2038 | Build Battery-Wind | Firm Generation Capacity | 1 | 2026-07-01 | 0 | MW
0 | 0 | System | Battery | Build Battery-Wind 2038 | Build Battery-Wind | Firm Generation Capacity | 1 | 2026-10-01 | 0 | MW
Build Battery-Wind 2038_Firm Generation Capacity2027 | Build Battery-Wind_Firm Generation Capacity2027 | System | Battery | Build Battery-Wind 2038 | Build Battery-Wind | Firm Generation Capacity | 1 | 2027-01-01 | 0 | MW
0 | 0 | System | Battery | Build Battery-Wind 2038 | Build Battery-Wind | Firm Generation Capacity | 1 | 2027-04-01 | 0 | MW
0 | 0 | System | Battery | Build Battery-Wind 2038 | Build Battery-Wind | Firm Generation Capacity | 1 | 2027-07-01 | 0 | MW
0 | 0 | System | Battery | Build Battery-Wind 2038 | Build Battery-Wind | Firm Generation Capacity | 1 | 2027-10-01 | 0 | MW
Build Battery-Wind 2038_Firm Generation Capacity2028 | Build Battery-Wind_Firm Generation Capacity2028 | System | Battery | Build Battery-Wind 2038 | Build Battery-Wind | Firm Generation Capacity | 1 | 2028-01-01 | 0 | MW
0 | 0 | System | Battery | Build Battery-Wind 2038 | Build Battery-Wind | Firm Generation Capacity | 1 | 2028-04-01 | 0 | MW
0 | 0 | System | Battery | Build Battery-Wind 2038 | Build Battery-Wind | Firm Generation Capacity | 1 | 2028-07-01 | 0 | MW
0 | 0 | System | Battery | Build Battery-Wind 2038 | Build Battery-Wind | Firm Generation Capacity | 1 | 2028-10-01 | 0 | MW
Build Battery-Wind 2038_Firm Generation Capacity2029 | Build Battery-Wind_Firm Generation Capacity2029 | System | Battery | Build Battery-Wind 2038 | Build Battery-Wind | Firm Generation Capacity | 1 | 2029-01-01 | 0 | MW
0 | 0 | System | Battery | Build Battery-Wind 2038 | Build Battery-Wind | Firm Generation Capacity | 1 | 2029-04-01 | 0 | MW
0 | 0 | System | Battery | Build Battery-Wind 2038 | Build Battery-Wind | Firm Generation Capacity | 1 | 2029-07-01 | 0 | MW
0 | 0 | System | Battery | Build Battery-Wind 2038 | Build Battery-Wind | Firm Generation Capacity | 1 | 2029-10-01 | 0 | MW
Build Battery-Wind 2038_Firm Generation Capacity2030 | Build Battery-Wind_Firm Generation Capacity2030 | System | Battery | Build Battery-Wind 2038 | Build Battery-Wind | Firm Generation Capacity | 1 | 2030-01-01 | 0 | MW
0 | 0 | System | Battery | Build Battery-Wind 2038 | Build Battery-Wind | Firm Generation Capacity | 1 | 2030-04-01 | 0 | MW
0 | 0 | System | Battery | Build Battery-Wind 2038 | Build Battery-Wind | Firm Generation Capacity | 1 | 2030-07-01 | 0 | MW
0 | 0 | System | Battery | Build Battery-Wind 2038 | Build Battery-Wind | Firm Generation Capacity | 1 | 2030-10-01 | 0 | MW
Build Battery-Wind 2038_Firm Generation Capacity2031 | Build Battery-Wind_Firm Generation Capacity2031 | System | Battery | Build Battery-Wind 2038 | Build Battery-Wind | Firm Generation Capacity | 1 | 2031-01-01 | 0 | MW
0 | 0 | System | Battery | Build Battery-Wind 2038 | Build Battery-Wind | Firm Generation Capacity | 1 | 2031-04-01 | 0 | MW
0 | 0 | System | Battery | Build Battery-Wind 2038 | Build Battery-Wind | Firm Generation Capacity | 1 | 2031-07-01 | 0 | MW
0 | 0 | System | Battery | Build Battery-Wind 2038 | Build Battery-Wind | Firm Generation Capacity | 1 | 2031-10-01 | 0 | MW
Build Battery-Wind 2038_Firm Generation Capacity2032 | Build Battery-Wind_Firm Generation Capacity2032 | System | Battery | Build Battery-Wind 2038 | Build Battery-Wind | Firm Generation Capacity | 1 | 2032-01-01 | 0 | MW
0 | 0 | System | Battery | Build Battery-Wind 2038 | Build Battery-Wind | Firm Generation Capacity | 1 | 2032-04-01 | 0 | MW
0 | 0 | System | Battery | Build Battery-Wind 2038 | Build Battery-Wind | Firm Generation Capacity | 1 | 2032-07-01 | 0 | MW
0 | 0 | System | Battery | Build Battery-Wind 2038 | Build Battery-Wind | Firm Generation Capacity | 1 | 2032-10-01 | 0 | MW
Build Battery-Wind 2038_Firm Generation Capacity2033 | Build Battery-Wind_Firm Generation Capacity2033 | System | Battery | Build Battery-Wind 2038 | Build Battery-Wind | Firm Generation Capacity | 1 | 2033-01-01 | 0 | MW
0 | 0 | System | Battery | Build Battery-Wind 2038 | Build Battery-Wind | Firm Generation Capacity | 1 | 2033-04-01 | 0 | MW
0 | 0 | System | Battery | Build Battery-Wind 2038 | Build Battery-Wind | Firm Generation Capacity | 1 | 2033-07-01 | 0 | MW
0 | 0 | System | Battery | Build Battery-Wind 2038 | Build Battery-Wind | Firm Generation Capacity | 1 | 2033-10-01 | 0 | MW
Build Battery-Wind 2038_Firm Generation Capacity2034 | Build Battery-Wind_Firm Generation Capacity2034 | System | Battery | Build Battery-Wind 2038 | Build Battery-Wind | Firm Generation Capacity | 1 | 2034-01-01 | 0 | MW
0 | 0 | System | Battery | Build Battery-Wind 2038 | Build Battery-Wind | Firm Generation Capacity | 1 | 2034-04-01 | 0 | MW
0 | 0 | System | Battery | Build Battery-Wind 2038 | Build Battery-Wind | Firm Generation Capacity | 1 | 2034-07-01 | 0 | MW
0 | 0 | System | Battery | Build Battery-Wind 2038 | Build Battery-Wind | Firm Generation Capacity | 1 | 2034-10-01 | 0 | MW
Build Battery-Wind 2038_Firm Generation Capacity2035 | Build Battery-Wind_Firm Generation Capacity2035 | System | Battery | Build Battery-Wind 2038 | Build Battery-Wind | Firm Generation Capacity | 1 | 2035-01-01 | 0 | MW
0 | 0 | System | Battery | Build Battery-Wind 2038 | Build Battery-Wind | Firm Generation Capacity | 1 | 2035-04-01 | 0 | MW
0 | 0 | System | Battery | Build Battery-Wind 2038 | Build Battery-Wind | Firm Generation Capacity | 1 | 2035-07-01 | 0 | MW
0 | 0 | System | Battery | Build Battery-Wind 2038 | Build Battery-Wind | Firm Generation Capacity | 1 | 2035-10-01 | 0 | MW
Build Battery-Wind 2038_Firm Generation Capacity2036 | Build Battery-Wind_Firm Generation Capacity2036 | System | Battery | Build Battery-Wind 2038 | Build Battery-Wind | Firm Generation Capacity | 1 | 2036-01-01 | 0 | MW
0 | 0 | System | Battery | Build Battery-Wind 2038 | Build Battery-Wind | Firm Generation Capacity | 1 | 2036-04-01 | 0 | MW
0 | 0 | System | Battery | Build Battery-Wind 2038 | Build Battery-Wind | Firm Generation Capacity | 1 | 2036-07-01 | 0 | MW
0 | 0 | System | Battery | Build Battery-Wind 2038 | Build Battery-Wind | Firm Generation Capacity | 1 | 2036-10-01 | 0 | MW
Build Battery-Wind 2038_Firm Generation Capacity2037 | Build Battery-Wind_Firm Generation Capacity2037 | System | Battery | Build Battery-Wind 2038 | Build Battery-Wind | Firm Generation Capacity | 1 | 2037-01-01 | 0 | MW
0 | 0 | System | Battery | Build Battery-Wind 2038 | Build Battery-Wind | Firm Generation Capacity | 1 | 2037-04-01 | 0 | MW
0 | 0 | System | Battery | Build Battery-Wind 2038 | Build Battery-Wind | Firm Generation Capacity | 1 | 2037-07-01 | 0 | MW
0 | 0 | System | Battery | Build Battery-Wind 2038 | Build Battery-Wind | Firm Generation Capacity | 1 | 2037-10-01 | 0 | MW
Build Battery-Wind 2038_Firm Generation Capacity2038 | Build Battery-Wind_Firm Generation Capacity2038 | System | Battery | Build Battery-Wind 2038 | Build Battery-Wind | Firm Generation Capacity | 1 | 2038-01-01 | 0 | MW
0 | 0 | System | Battery | Build Battery-Wind 2038 | Build Battery-Wind | Firm Generation Capacity | 1 | 2038-04-01 | 0 | MW
0 | 0 | System | Battery | Build Battery-Wind 2038 | Build Battery-Wind | Firm Generation Capacity | 1 | 2038-07-01 | 0 | MW
0 | 0 | System | Battery | Build Battery-Wind 2038 | Build Battery-Wind | Firm Generation Capacity | 1 | 2038-10-01 | 0 | MW
Build Battery-Wind 2038_Firm Generation Capacity2039 | Build Battery-Wind_Firm Generation Capacity2039 | System | Battery | Build Battery-Wind 2038 | Build Battery-Wind | Firm Generation Capacity | 1 | 2039-01-01 | 0 | MW
0 | 0 | System | Battery | Build Battery-Wind 2038 | Build Battery-Wind | Firm Generation Capacity | 1 | 2039-04-01 | 0 | MW
0 | 0 | System | Battery | Build Battery-Wind 2038 | Build Battery-Wind | Firm Generation Capacity | 1 | 2039-07-01 | 0 | MW
0 | 0 | System | Battery | Build Battery-Wind 2038 | Build Battery-Wind | Firm Generation Capacity | 1 | 2039-10-01 | 0 | MW
Build Battery-Wind 2038_Firm Generation Capacity2040 | Build Battery-Wind_Firm Generation Capacity2040 | System | Battery | Build Battery-Wind 2038 | Build Battery-Wind | Firm Generation Capacity | 1 | 2040-01-01 | 0 | MW
0 | 0 | System | Battery | Build Battery-Wind 2038 | Build Battery-Wind | Firm Generation Capacity | 1 | 2040-04-01 | 0 | MW
0 | 0 | System | Battery | Build Battery-Wind 2038 | Build Battery-Wind | Firm Generation Capacity | 1 | 2040-07-01 | 0 | MW
0 | 0 | System | Battery | Build Battery-Wind 2038 | Build Battery-Wind | Firm Generation Capacity | 1 | 2040-10-01 | 0 | MW
Build Battery-Wind 2038_Firm Generation Capacity2041 | Build Battery-Wind_Firm Generation Capacity2041 | System | Battery | Build Battery-Wind 2038 | Build Battery-Wind | Firm Generation Capacity | 1 | 2041-01-01 | 0 | MW
0 | 0 | System | Battery | Build Battery-Wind 2038 | Build Battery-Wind | Firm Generation Capacity | 1 | 2041-04-01 | 0 | MW
0 | 0 | System | Battery | Build Battery-Wind 2038 | Build Battery-Wind | Firm Generation Capacity | 1 | 2041-07-01 | 0 | MW
0 | 0 | System | Battery | Build Battery-Wind 2038 | Build Battery-Wind | Firm Generation Capacity | 1 | 2041-10-01 | 0 | MW
Build Battery-Wind 2038_Firm Generation Capacity2042 | Build Battery-Wind_Firm Generation Capacity2042 | System | Battery | Build Battery-Wind 2038 | Build Battery-Wind | Firm Generation Capacity | 1 | 2042-01-01 | 0 | MW
0 | 0 | System | Battery | Build Battery-Wind 2038 | Build Battery-Wind | Firm Generation Capacity | 1 | 2042-04-01 | 0 | MW
0 | 0 | System | Battery | Build Battery-Wind 2038 | Build Battery-Wind | Firm Generation Capacity | 1 | 2042-07-01 | 0 | MW
0 | 0 | System | Battery | Build Battery-Wind 2038 | Build Battery-Wind | Firm Generation Capacity | 1 | 2042-10-01 | 0 | MW
Build Battery-Wind 2038_Firm Generation Capacity2043 | Build Battery-Wind_Firm Generation Capacity2043 | System | Battery | Build Battery-Wind 2038 | Build Battery-Wind | Firm Generation Capacity | 1 | 2043-01-01 | 0 | MW
0 | 0 | System | Battery | Build Battery-Wind 2038 | Build Battery-Wind | Firm Generation Capacity | 1 | 2043-04-01 | 0 | MW
0 | 0 | System | Battery | Build Battery-Wind 2038 | Build Battery-Wind | Firm Generation Capacity | 1 | 2043-07-01 | 0 | MW
0 | 0 | System | Battery | Build Battery-Wind 2038 | Build Battery-Wind | Firm Generation Capacity | 1 | 2043-10-01 | 0 | MW
Build Battery-Wind 2039_Firm Generation Capacity2024 | Build Battery-Wind_Firm Generation Capacity2024 | System | Battery | Build Battery-Wind 2039 | Build Battery-Wind | Firm Generation Capacity | 1 | 2024-01-01 | 0 | MW
0 | 0 | System | Battery | Build Battery-Wind 2039 | Build Battery-Wind | Firm Generation Capacity | 1 | 2024-04-01 | 0 | MW
0 | 0 | System | Battery | Build Battery-Wind 2039 | Build Battery-Wind | Firm Generation Capacity | 1 | 2024-07-01 | 0 | MW
0 | 0 | System | Battery | Build Battery-Wind 2039 | Build Battery-Wind | Firm Generation Capacity | 1 | 2024-10-01 | 0 | MW
Build Battery-Wind 2039_Firm Generation Capacity2025 | Build Battery-Wind_Firm Generation Capacity2025 | System | Battery | Build Battery-Wind 2039 | Build Battery-Wind | Firm Generation Capacity | 1 | 2025-01-01 | 0 | MW
0 | 0 | System | Battery | Build Battery-Wind 2039 | Build Battery-Wind | Firm Generation Capacity | 1 | 2025-04-01 | 0 | MW
0 | 0 | System | Battery | Build Battery-Wind 2039 | Build Battery-Wind | Firm Generation Capacity | 1 | 2025-07-01 | 0 | MW
0 | 0 | System | Battery | Build Battery-Wind 2039 | Build Battery-Wind | Firm Generation Capacity | 1 | 2025-10-01 | 0 | MW
Build Battery-Wind 2039_Firm Generation Capacity2026 | Build Battery-Wind_Firm Generation Capacity2026 | System | Battery | Build Battery-Wind 2039 | Build Battery-Wind | Firm Generation Capacity | 1 | 2026-01-01 | 0 | MW
0 | 0 | System | Battery | Build Battery-Wind 2039 | Build Battery-Wind | Firm Generation Capacity | 1 | 2026-04-01 | 0 | MW
0 | 0 | System | Battery | Build Battery-Wind 2039 | Build Battery-Wind | Firm Generation Capacity | 1 | 2026-07-01 | 0 | MW
0 | 0 | System | Battery | Build Battery-Wind 2039 | Build Battery-Wind | Firm Generation Capacity | 1 | 2026-10-01 | 0 | MW
Build Battery-Wind 2039_Firm Generation Capacity2027 | Build Battery-Wind_Firm Generation Capacity2027 | System | Battery | Build Battery-Wind 2039 | Build Battery-Wind | Firm Generation Capacity | 1 | 2027-01-01 | 0 | MW
0 | 0 | System | Battery | Build Battery-Wind 2039 | Build Battery-Wind | Firm Generation Capacity | 1 | 2027-04-01 | 0 | MW
0 | 0 | System | Battery | Build Battery-Wind 2039 | Build Battery-Wind | Firm Generation Capacity | 1 | 2027-07-01 | 0 | MW
0 | 0 | System | Battery | Build Battery-Wind 2039 | Build Battery-Wind | Firm Generation Capacity | 1 | 2027-10-01 | 0 | MW
Build Battery-Wind 2039_Firm Generation Capacity2028 | Build Battery-Wind_Firm Generation Capacity2028 | System | Battery | Build Battery-Wind 2039 | Build Battery-Wind | Firm Generation Capacity | 1 | 2028-01-01 | 0 | MW
0 | 0 | System | Battery | Build Battery-Wind 2039 | Build Battery-Wind | Firm Generation Capacity | 1 | 2028-04-01 | 0 | MW
0 | 0 | System | Battery | Build Battery-Wind 2039 | Build Battery-Wind | Firm Generation Capacity | 1 | 2028-07-01 | 0 | MW
0 | 0 | System | Battery | Build Battery-Wind 2039 | Build Battery-Wind | Firm Generation Capacity | 1 | 2028-10-01 | 0 | MW
Build Battery-Wind 2039_Firm Generation Capacity2029 | Build Battery-Wind_Firm Generation Capacity2029 | System | Battery | Build Battery-Wind 2039 | Build Battery-Wind | Firm Generation Capacity | 1 | 2029-01-01 | 0 | MW
0 | 0 | System | Battery | Build Battery-Wind 2039 | Build Battery-Wind | Firm Generation Capacity | 1 | 2029-04-01 | 0 | MW
0 | 0 | System | Battery | Build Battery-Wind 2039 | Build Battery-Wind | Firm Generation Capacity | 1 | 2029-07-01 | 0 | MW
0 | 0 | System | Battery | Build Battery-Wind 2039 | Build Battery-Wind | Firm Generation Capacity | 1 | 2029-10-01 | 0 | MW
Build Battery-Wind 2039_Firm Generation Capacity2030 | Build Battery-Wind_Firm Generation Capacity2030 | System | Battery | Build Battery-Wind 2039 | Build Battery-Wind | Firm Generation Capacity | 1 | 2030-01-01 | 0 | MW
0 | 0 | System | Battery | Build Battery-Wind 2039 | Build Battery-Wind | Firm Generation Capacity | 1 | 2030-04-01 | 0 | MW
0 | 0 | System | Battery | Build Battery-Wind 2039 | Build Battery-Wind | Firm Generation Capacity | 1 | 2030-07-01 | 0 | MW
0 | 0 | System | Battery | Build Battery-Wind 2039 | Build Battery-Wind | Firm Generation Capacity | 1 | 2030-10-01 | 0 | MW
Build Battery-Wind 2039_Firm Generation Capacity2031 | Build Battery-Wind_Firm Generation Capacity2031 | System | Battery | Build Battery-Wind 2039 | Build Battery-Wind | Firm Generation Capacity | 1 | 2031-01-01 | 0 | MW
0 | 0 | System | Battery | Build Battery-Wind 2039 | Build Battery-Wind | Firm Generation Capacity | 1 | 2031-04-01 | 0 | MW
0 | 0 | System | Battery | Build Battery-Wind 2039 | Build Battery-Wind | Firm Generation Capacity | 1 | 2031-07-01 | 0 | MW
0 | 0 | System | Battery | Build Battery-Wind 2039 | Build Battery-Wind | Firm Generation Capacity | 1 | 2031-10-01 | 0 | MW
Build Battery-Wind 2039_Firm Generation Capacity2032 | Build Battery-Wind_Firm Generation Capacity2032 | System | Battery | Build Battery-Wind 2039 | Build Battery-Wind | Firm Generation Capacity | 1 | 2032-01-01 | 0 | MW
0 | 0 | System | Battery | Build Battery-Wind 2039 | Build Battery-Wind | Firm Generation Capacity | 1 | 2032-04-01 | 0 | MW
0 | 0 | System | Battery | Build Battery-Wind 2039 | Build Battery-Wind | Firm Generation Capacity | 1 | 2032-07-01 | 0 | MW
0 | 0 | System | Battery | Build Battery-Wind 2039 | Build Battery-Wind | Firm Generation Capacity | 1 | 2032-10-01 | 0 | MW
Build Battery-Wind 2039_Firm Generation Capacity2033 | Build Battery-Wind_Firm Generation Capacity2033 | System | Battery | Build Battery-Wind 2039 | Build Battery-Wind | Firm Generation Capacity | 1 | 2033-01-01 | 0 | MW
0 | 0 | System | Battery | Build Battery-Wind 2039 | Build Battery-Wind | Firm Generation Capacity | 1 | 2033-04-01 | 0 | MW
0 | 0 | System | Battery | Build Battery-Wind 2039 | Build Battery-Wind | Firm Generation Capacity | 1 | 2033-07-01 | 0 | MW
0 | 0 | System | Battery | Build Battery-Wind 2039 | Build Battery-Wind | Firm Generation Capacity | 1 | 2033-10-01 | 0 | MW
Build Battery-Wind 2039_Firm Generation Capacity2034 | Build Battery-Wind_Firm Generation Capacity2034 | System | Battery | Build Battery-Wind 2039 | Build Battery-Wind | Firm Generation Capacity | 1 | 2034-01-01 | 0 | MW
0 | 0 | System | Battery | Build Battery-Wind 2039 | Build Battery-Wind | Firm Generation Capacity | 1 | 2034-04-01 | 0 | MW
0 | 0 | System | Battery | Build Battery-Wind 2039 | Build Battery-Wind | Firm Generation Capacity | 1 | 2034-07-01 | 0 | MW
0 | 0 | System | Battery | Build Battery-Wind 2039 | Build Battery-Wind | Firm Generation Capacity | 1 | 2034-10-01 | 0 | MW
Build Battery-Wind 2039_Firm Generation Capacity2035 | Build Battery-Wind_Firm Generation Capacity2035 | System | Battery | Build Battery-Wind 2039 | Build Battery-Wind | Firm Generation Capacity | 1 | 2035-01-01 | 0 | MW
0 | 0 | System | Battery | Build Battery-Wind 2039 | Build Battery-Wind | Firm Generation Capacity | 1 | 2035-04-01 | 0 | MW
0 | 0 | System | Battery | Build Battery-Wind 2039 | Build Battery-Wind | Firm Generation Capacity | 1 | 2035-07-01 | 0 | MW
0 | 0 | System | Battery | Build Battery-Wind 2039 | Build Battery-Wind | Firm Generation Capacity | 1 | 2035-10-01 | 0 | MW
Build Battery-Wind 2039_Firm Generation Capacity2036 | Build Battery-Wind_Firm Generation Capacity2036 | System | Battery | Build Battery-Wind 2039 | Build Battery-Wind | Firm Generation Capacity | 1 | 2036-01-01 | 0 | MW
0 | 0 | System | Battery | Build Battery-Wind 2039 | Build Battery-Wind | Firm Generation Capacity | 1 | 2036-04-01 | 0 | MW
0 | 0 | System | Battery | Build Battery-Wind 2039 | Build Battery-Wind | Firm Generation Capacity | 1 | 2036-07-01 | 0 | MW
0 | 0 | System | Battery | Build Battery-Wind 2039 | Build Battery-Wind | Firm Generation Capacity | 1 | 2036-10-01 | 0 | MW
Build Battery-Wind 2039_Firm Generation Capacity2037 | Build Battery-Wind_Firm Generation Capacity2037 | System | Battery | Build Battery-Wind 2039 | Build Battery-Wind | Firm Generation Capacity | 1 | 2037-01-01 | 0 | MW
0 | 0 | System | Battery | Build Battery-Wind 2039 | Build Battery-Wind | Firm Generation Capacity | 1 | 2037-04-01 | 0 | MW
0 | 0 | System | Battery | Build Battery-Wind 2039 | Build Battery-Wind | Firm Generation Capacity | 1 | 2037-07-01 | 0 | MW
0 | 0 | System | Battery | Build Battery-Wind 2039 | Build Battery-Wind | Firm Generation Capacity | 1 | 2037-10-01 | 0 | MW
Build Battery-Wind 2039_Firm Generation Capacity2038 | Build Battery-Wind_Firm Generation Capacity2038 | System | Battery | Build Battery-Wind 2039 | Build Battery-Wind | Firm Generation Capacity | 1 | 2038-01-01 | 0 | MW
0 | 0 | System | Battery | Build Battery-Wind 2039 | Build Battery-Wind | Firm Generation Capacity | 1 | 2038-04-01 | 0 | MW
0 | 0 | System | Battery | Build Battery-Wind 2039 | Build Battery-Wind | Firm Generation Capacity | 1 | 2038-07-01 | 0 | MW
0 | 0 | System | Battery | Build Battery-Wind 2039 | Build Battery-Wind | Firm Generation Capacity | 1 | 2038-10-01 | 0 | MW
Build Battery-Wind 2039_Firm Generation Capacity2039 | Build Battery-Wind_Firm Generation Capacity2039 | System | Battery | Build Battery-Wind 2039 | Build Battery-Wind | Firm Generation Capacity | 1 | 2039-01-01 | 0 | MW
0 | 0 | System | Battery | Build Battery-Wind 2039 | Build Battery-Wind | Firm Generation Capacity | 1 | 2039-04-01 | 0 | MW
0 | 0 | System | Battery | Build Battery-Wind 2039 | Build Battery-Wind | Firm Generation Capacity | 1 | 2039-07-01 | 0 | MW
0 | 0 | System | Battery | Build Battery-Wind 2039 | Build Battery-Wind | Firm Generation Capacity | 1 | 2039-10-01 | 0 | MW
Build Battery-Wind 2039_Firm Generation Capacity2040 | Build Battery-Wind_Firm Generation Capacity2040 | System | Battery | Build Battery-Wind 2039 | Build Battery-Wind | Firm Generation Capacity | 1 | 2040-01-01 | 0 | MW
0 | 0 | System | Battery | Build Battery-Wind 2039 | Build Battery-Wind | Firm Generation Capacity | 1 | 2040-04-01 | 0 | MW
0 | 0 | System | Battery | Build Battery-Wind 2039 | Build Battery-Wind | Firm Generation Capacity | 1 | 2040-07-01 | 0 | MW
0 | 0 | System | Battery | Build Battery-Wind 2039 | Build Battery-Wind | Firm Generation Capacity | 1 | 2040-10-01 | 0 | MW
Build Battery-Wind 2039_Firm Generation Capacity2041 | Build Battery-Wind_Firm Generation Capacity2041 | System | Battery | Build Battery-Wind 2039 | Build Battery-Wind | Firm Generation Capacity | 1 | 2041-01-01 | 0 | MW
0 | 0 | System | Battery | Build Battery-Wind 2039 | Build Battery-Wind | Firm Generation Capacity | 1 | 2041-04-01 | 0 | MW
0 | 0 | System | Battery | Build Battery-Wind 2039 | Build Battery-Wind | Firm Generation Capacity | 1 | 2041-07-01 | 0 | MW
0 | 0 | System | Battery | Build Battery-Wind 2039 | Build Battery-Wind | Firm Generation Capacity | 1 | 2041-10-01 | 0 | MW
Build Battery-Wind 2039_Firm Generation Capacity2042 | Build Battery-Wind_Firm Generation Capacity2042 | System | Battery | Build Battery-Wind 2039 | Build Battery-Wind | Firm Generation Capacity | 1 | 2042-01-01 | 0 | MW
0 | 0 | System | Battery | Build Battery-Wind 2039 | Build Battery-Wind | Firm Generation Capacity | 1 | 2042-04-01 | 0 | MW
0 | 0 | System | Battery | Build Battery-Wind 2039 | Build Battery-Wind | Firm Generation Capacity | 1 | 2042-07-01 | 0 | MW
0 | 0 | System | Battery | Build Battery-Wind 2039 | Build Battery-Wind | Firm Generation Capacity | 1 | 2042-10-01 | 0 | MW
Build Battery-Wind 2039_Firm Generation Capacity2043 | Build Battery-Wind_Firm Generation Capacity2043 | System | Battery | Build Battery-Wind 2039 | Build Battery-Wind | Firm Generation Capacity | 1 | 2043-01-01 | 0 | MW
0 | 0 | System | Battery | Build Battery-Wind 2039 | Build Battery-Wind | Firm Generation Capacity | 1 | 2043-04-01 | 0 | MW
0 | 0 | System | Battery | Build Battery-Wind 2039 | Build Battery-Wind | Firm Generation Capacity | 1 | 2043-07-01 | 0 | MW
0 | 0 | System | Battery | Build Battery-Wind 2039 | Build Battery-Wind | Firm Generation Capacity | 1 | 2043-10-01 | 0 | MW
Build Battery-Wind 2040_Firm Generation Capacity2024 | Build Battery-Wind_Firm Generation Capacity2024 | System | Battery | Build Battery-Wind 2040 | Build Battery-Wind | Firm Generation Capacity | 1 | 2024-01-01 | 0 | MW
0 | 0 | System | Battery | Build Battery-Wind 2040 | Build Battery-Wind | Firm Generation Capacity | 1 | 2024-04-01 | 0 | MW
0 | 0 | System | Battery | Build Battery-Wind 2040 | Build Battery-Wind | Firm Generation Capacity | 1 | 2024-07-01 | 0 | MW
0 | 0 | System | Battery | Build Battery-Wind 2040 | Build Battery-Wind | Firm Generation Capacity | 1 | 2024-10-01 | 0 | MW
Build Battery-Wind 2040_Firm Generation Capacity2025 | Build Battery-Wind_Firm Generation Capacity2025 | System | Battery | Build Battery-Wind 2040 | Build Battery-Wind | Firm Generation Capacity | 1 | 2025-01-01 | 0 | MW
0 | 0 | System | Battery | Build Battery-Wind 2040 | Build Battery-Wind | Firm Generation Capacity | 1 | 2025-04-01 | 0 | MW
0 | 0 | System | Battery | Build Battery-Wind 2040 | Build Battery-Wind | Firm Generation Capacity | 1 | 2025-07-01 | 0 | MW
0 | 0 | System | Battery | Build Battery-Wind 2040 | Build Battery-Wind | Firm Generation Capacity | 1 | 2025-10-01 | 0 | MW
Build Battery-Wind 2040_Firm Generation Capacity2026 | Build Battery-Wind_Firm Generation Capacity2026 | System | Battery | Build Battery-Wind 2040 | Build Battery-Wind | Firm Generation Capacity | 1 | 2026-01-01 | 0 | MW
0 | 0 | System | Battery | Build Battery-Wind 2040 | Build Battery-Wind | Firm Generation Capacity | 1 | 2026-04-01 | 0 | MW
0 | 0 | System | Battery | Build Battery-Wind 2040 | Build Battery-Wind | Firm Generation Capacity | 1 | 2026-07-01 | 0 | MW
0 | 0 | System | Battery | Build Battery-Wind 2040 | Build Battery-Wind | Firm Generation Capacity | 1 | 2026-10-01 | 0 | MW
Build Battery-Wind 2040_Firm Generation Capacity2027 | Build Battery-Wind_Firm Generation Capacity2027 | System | Battery | Build Battery-Wind 2040 | Build Battery-Wind | Firm Generation Capacity | 1 | 2027-01-01 | 0 | MW
0 | 0 | System | Battery | Build Battery-Wind 2040 | Build Battery-Wind | Firm Generation Capacity | 1 | 2027-04-01 | 0 | MW
0 | 0 | System | Battery | Build Battery-Wind 2040 | Build Battery-Wind | Firm Generation Capacity | 1 | 2027-07-01 | 0 | MW
0 | 0 | System | Battery | Build Battery-Wind 2040 | Build Battery-Wind | Firm Generation Capacity | 1 | 2027-10-01 | 0 | MW
Build Battery-Wind 2040_Firm Generation Capacity2028 | Build Battery-Wind_Firm Generation Capacity2028 | System | Battery | Build Battery-Wind 2040 | Build Battery-Wind | Firm Generation Capacity | 1 | 2028-01-01 | 0 | MW
0 | 0 | System | Battery | Build Battery-Wind 2040 | Build Battery-Wind | Firm Generation Capacity | 1 | 2028-04-01 | 0 | MW
0 | 0 | System | Battery | Build Battery-Wind 2040 | Build Battery-Wind | Firm Generation Capacity | 1 | 2028-07-01 | 0 | MW
0 | 0 | System | Battery | Build Battery-Wind 2040 | Build Battery-Wind | Firm Generation Capacity | 1 | 2028-10-01 | 0 | MW
Build Battery-Wind 2040_Firm Generation Capacity2029 | Build Battery-Wind_Firm Generation Capacity2029 | System | Battery | Build Battery-Wind 2040 | Build Battery-Wind | Firm Generation Capacity | 1 | 2029-01-01 | 0 | MW
0 | 0 | System | Battery | Build Battery-Wind 2040 | Build Battery-Wind | Firm Generation Capacity | 1 | 2029-04-01 | 0 | MW
0 | 0 | System | Battery | Build Battery-Wind 2040 | Build Battery-Wind | Firm Generation Capacity | 1 | 2029-07-01 | 0 | MW
0 | 0 | System | Battery | Build Battery-Wind 2040 | Build Battery-Wind | Firm Generation Capacity | 1 | 2029-10-01 | 0 | MW
Build Battery-Wind 2040_Firm Generation Capacity2030 | Build Battery-Wind_Firm Generation Capacity2030 | System | Battery | Build Battery-Wind 2040 | Build Battery-Wind | Firm Generation Capacity | 1 | 2030-01-01 | 0 | MW
0 | 0 | System | Battery | Build Battery-Wind 2040 | Build Battery-Wind | Firm Generation Capacity | 1 | 2030-04-01 | 0 | MW
0 | 0 | System | Battery | Build Battery-Wind 2040 | Build Battery-Wind | Firm Generation Capacity | 1 | 2030-07-01 | 0 | MW
0 | 0 | System | Battery | Build Battery-Wind 2040 | Build Battery-Wind | Firm Generation Capacity | 1 | 2030-10-01 | 0 | MW
Build Battery-Wind 2040_Firm Generation Capacity2031 | Build Battery-Wind_Firm Generation Capacity2031 | System | Battery | Build Battery-Wind 2040 | Build Battery-Wind | Firm Generation Capacity | 1 | 2031-01-01 | 0 | MW
0 | 0 | System | Battery | Build Battery-Wind 2040 | Build Battery-Wind | Firm Generation Capacity | 1 | 2031-04-01 | 0 | MW
0 | 0 | System | Battery | Build Battery-Wind 2040 | Build Battery-Wind | Firm Generation Capacity | 1 | 2031-07-01 | 0 | MW
0 | 0 | System | Battery | Build Battery-Wind 2040 | Build Battery-Wind | Firm Generation Capacity | 1 | 2031-10-01 | 0 | MW
Build Battery-Wind 2040_Firm Generation Capacity2032 | Build Battery-Wind_Firm Generation Capacity2032 | System | Battery | Build Battery-Wind 2040 | Build Battery-Wind | Firm Generation Capacity | 1 | 2032-01-01 | 0 | MW
0 | 0 | System | Battery | Build Battery-Wind 2040 | Build Battery-Wind | Firm Generation Capacity | 1 | 2032-04-01 | 0 | MW
0 | 0 | System | Battery | Build Battery-Wind 2040 | Build Battery-Wind | Firm Generation Capacity | 1 | 2032-07-01 | 0 | MW
0 | 0 | System | Battery | Build Battery-Wind 2040 | Build Battery-Wind | Firm Generation Capacity | 1 | 2032-10-01 | 0 | MW
Build Battery-Wind 2040_Firm Generation Capacity2033 | Build Battery-Wind_Firm Generation Capacity2033 | System | Battery | Build Battery-Wind 2040 | Build Battery-Wind | Firm Generation Capacity | 1 | 2033-01-01 | 0 | MW
0 | 0 | System | Battery | Build Battery-Wind 2040 | Build Battery-Wind | Firm Generation Capacity | 1 | 2033-04-01 | 0 | MW
0 | 0 | System | Battery | Build Battery-Wind 2040 | Build Battery-Wind | Firm Generation Capacity | 1 | 2033-07-01 | 0 | MW
0 | 0 | System | Battery | Build Battery-Wind 2040 | Build Battery-Wind | Firm Generation Capacity | 1 | 2033-10-01 | 0 | MW
Build Battery-Wind 2040_Firm Generation Capacity2034 | Build Battery-Wind_Firm Generation Capacity2034 | System | Battery | Build Battery-Wind 2040 | Build Battery-Wind | Firm Generation Capacity | 1 | 2034-01-01 | 0 | MW
0 | 0 | System | Battery | Build Battery-Wind 2040 | Build Battery-Wind | Firm Generation Capacity | 1 | 2034-04-01 | 0 | MW
0 | 0 | System | Battery | Build Battery-Wind 2040 | Build Battery-Wind | Firm Generation Capacity | 1 | 2034-07-01 | 0 | MW
0 | 0 | System | Battery | Build Battery-Wind 2040 | Build Battery-Wind | Firm Generation Capacity | 1 | 2034-10-01 | 0 | MW
Build Battery-Wind 2040_Firm Generation Capacity2035 | Build Battery-Wind_Firm Generation Capacity2035 | System | Battery | Build Battery-Wind 2040 | Build Battery-Wind | Firm Generation Capacity | 1 | 2035-01-01 | 0 | MW
0 | 0 | System | Battery | Build Battery-Wind 2040 | Build Battery-Wind | Firm Generation Capacity | 1 | 2035-04-01 | 0 | MW
0 | 0 | System | Battery | Build Battery-Wind 2040 | Build Battery-Wind | Firm Generation Capacity | 1 | 2035-07-01 | 0 | MW
0 | 0 | System | Battery | Build Battery-Wind 2040 | Build Battery-Wind | Firm Generation Capacity | 1 | 2035-10-01 | 0 | MW
Build Battery-Wind 2040_Firm Generation Capacity2036 | Build Battery-Wind_Firm Generation Capacity2036 | System | Battery | Build Battery-Wind 2040 | Build Battery-Wind | Firm Generation Capacity | 1 | 2036-01-01 | 0 | MW
0 | 0 | System | Battery | Build Battery-Wind 2040 | Build Battery-Wind | Firm Generation Capacity | 1 | 2036-04-01 | 0 | MW
0 | 0 | System | Battery | Build Battery-Wind 2040 | Build Battery-Wind | Firm Generation Capacity | 1 | 2036-07-01 | 0 | MW
0 | 0 | System | Battery | Build Battery-Wind 2040 | Build Battery-Wind | Firm Generation Capacity | 1 | 2036-10-01 | 0 | MW
Build Battery-Wind 2040_Firm Generation Capacity2037 | Build Battery-Wind_Firm Generation Capacity2037 | System | Battery | Build Battery-Wind 2040 | Build Battery-Wind | Firm Generation Capacity | 1 | 2037-01-01 | 0 | MW
0 | 0 | System | Battery | Build Battery-Wind 2040 | Build Battery-Wind | Firm Generation Capacity | 1 | 2037-04-01 | 0 | MW
0 | 0 | System | Battery | Build Battery-Wind 2040 | Build Battery-Wind | Firm Generation Capacity | 1 | 2037-07-01 | 0 | MW
0 | 0 | System | Battery | Build Battery-Wind 2040 | Build Battery-Wind | Firm Generation Capacity | 1 | 2037-10-01 | 0 | MW
Build Battery-Wind 2040_Firm Generation Capacity2038 | Build Battery-Wind_Firm Generation Capacity2038 | System | Battery | Build Battery-Wind 2040 | Build Battery-Wind | Firm Generation Capacity | 1 | 2038-01-01 | 0 | MW
0 | 0 | System | Battery | Build Battery-Wind 2040 | Build Battery-Wind | Firm Generation Capacity | 1 | 2038-04-01 | 0 | MW
0 | 0 | System | Battery | Build Battery-Wind 2040 | Build Battery-Wind | Firm Generation Capacity | 1 | 2038-07-01 | 0 | MW
0 | 0 | System | Battery | Build Battery-Wind 2040 | Build Battery-Wind | Firm Generation Capacity | 1 | 2038-10-01 | 0 | MW
Build Battery-Wind 2040_Firm Generation Capacity2039 | Build Battery-Wind_Firm Generation Capacity2039 | System | Battery | Build Battery-Wind 2040 | Build Battery-Wind | Firm Generation Capacity | 1 | 2039-01-01 | 0 | MW
0 | 0 | System | Battery | Build Battery-Wind 2040 | Build Battery-Wind | Firm Generation Capacity | 1 | 2039-04-01 | 0 | MW
0 | 0 | System | Battery | Build Battery-Wind 2040 | Build Battery-Wind | Firm Generation Capacity | 1 | 2039-07-01 | 0 | MW
0 | 0 | System | Battery | Build Battery-Wind 2040 | Build Battery-Wind | Firm Generation Capacity | 1 | 2039-10-01 | 0 | MW
Build Battery-Wind 2040_Firm Generation Capacity2040 | Build Battery-Wind_Firm Generation Capacity2040 | System | Battery | Build Battery-Wind 2040 | Build Battery-Wind | Firm Generation Capacity | 1 | 2040-01-01 | 0 | MW
0 | 0 | System | Battery | Build Battery-Wind 2040 | Build Battery-Wind | Firm Generation Capacity | 1 | 2040-04-01 | 0 | MW
0 | 0 | System | Battery | Build Battery-Wind 2040 | Build Battery-Wind | Firm Generation Capacity | 1 | 2040-07-01 | 0 | MW
0 | 0 | System | Battery | Build Battery-Wind 2040 | Build Battery-Wind | Firm Generation Capacity | 1 | 2040-10-01 | 0 | MW
Build Battery-Wind 2040_Firm Generation Capacity2041 | Build Battery-Wind_Firm Generation Capacity2041 | System | Battery | Build Battery-Wind 2040 | Build Battery-Wind | Firm Generation Capacity | 1 | 2041-01-01 | 0 | MW
0 | 0 | System | Battery | Build Battery-Wind 2040 | Build Battery-Wind | Firm Generation Capacity | 1 | 2041-04-01 | 0 | MW
0 | 0 | System | Battery | Build Battery-Wind 2040 | Build Battery-Wind | Firm Generation Capacity | 1 | 2041-07-01 | 0 | MW
0 | 0 | System | Battery | Build Battery-Wind 2040 | Build Battery-Wind | Firm Generation Capacity | 1 | 2041-10-01 | 0 | MW
Build Battery-Wind 2040_Firm Generation Capacity2042 | Build Battery-Wind_Firm Generation Capacity2042 | System | Battery | Build Battery-Wind 2040 | Build Battery-Wind | Firm Generation Capacity | 1 | 2042-01-01 | 0 | MW
0 | 0 | System | Battery | Build Battery-Wind 2040 | Build Battery-Wind | Firm Generation Capacity | 1 | 2042-04-01 | 0 | MW
0 | 0 | System | Battery | Build Battery-Wind 2040 | Build Battery-Wind | Firm Generation Capacity | 1 | 2042-07-01 | 0 | MW
0 | 0 | System | Battery | Build Battery-Wind 2040 | Build Battery-Wind | Firm Generation Capacity | 1 | 2042-10-01 | 0 | MW
Build Battery-Wind 2040_Firm Generation Capacity2043 | Build Battery-Wind_Firm Generation Capacity2043 | System | Battery | Build Battery-Wind 2040 | Build Battery-Wind | Firm Generation Capacity | 1 | 2043-01-01 | 0 | MW
0 | 0 | System | Battery | Build Battery-Wind 2040 | Build Battery-Wind | Firm Generation Capacity | 1 | 2043-04-01 | 0 | MW
0 | 0 | System | Battery | Build Battery-Wind 2040 | Build Battery-Wind | Firm Generation Capacity | 1 | 2043-07-01 | 0 | MW
0 | 0 | System | Battery | Build Battery-Wind 2040 | Build Battery-Wind | Firm Generation Capacity | 1 | 2043-10-01 | 0 | MW
Build Battery-Wind 2041_Firm Generation Capacity2024 | Build Battery-Wind_Firm Generation Capacity2024 | System | Battery | Build Battery-Wind 2041 | Build Battery-Wind | Firm Generation Capacity | 1 | 2024-01-01 | 0 | MW
0 | 0 | System | Battery | Build Battery-Wind 2041 | Build Battery-Wind | Firm Generation Capacity | 1 | 2024-04-01 | 0 | MW
0 | 0 | System | Battery | Build Battery-Wind 2041 | Build Battery-Wind | Firm Generation Capacity | 1 | 2024-07-01 | 0 | MW
0 | 0 | System | Battery | Build Battery-Wind 2041 | Build Battery-Wind | Firm Generation Capacity | 1 | 2024-10-01 | 0 | MW
Build Battery-Wind 2041_Firm Generation Capacity2025 | Build Battery-Wind_Firm Generation Capacity2025 | System | Battery | Build Battery-Wind 2041 | Build Battery-Wind | Firm Generation Capacity | 1 | 2025-01-01 | 0 | MW
0 | 0 | System | Battery | Build Battery-Wind 2041 | Build Battery-Wind | Firm Generation Capacity | 1 | 2025-04-01 | 0 | MW
0 | 0 | System | Battery | Build Battery-Wind 2041 | Build Battery-Wind | Firm Generation Capacity | 1 | 2025-07-01 | 0 | MW
0 | 0 | System | Battery | Build Battery-Wind 2041 | Build Battery-Wind | Firm Generation Capacity | 1 | 2025-10-01 | 0 | MW
Build Battery-Wind 2041_Firm Generation Capacity2026 | Build Battery-Wind_Firm Generation Capacity2026 | System | Battery | Build Battery-Wind 2041 | Build Battery-Wind | Firm Generation Capacity | 1 | 2026-01-01 | 0 | MW
0 | 0 | System | Battery | Build Battery-Wind 2041 | Build Battery-Wind | Firm Generation Capacity | 1 | 2026-04-01 | 0 | MW
0 | 0 | System | Battery | Build Battery-Wind 2041 | Build Battery-Wind | Firm Generation Capacity | 1 | 2026-07-01 | 0 | MW
0 | 0 | System | Battery | Build Battery-Wind 2041 | Build Battery-Wind | Firm Generation Capacity | 1 | 2026-10-01 | 0 | MW
Build Battery-Wind 2041_Firm Generation Capacity2027 | Build Battery-Wind_Firm Generation Capacity2027 | System | Battery | Build Battery-Wind 2041 | Build Battery-Wind | Firm Generation Capacity | 1 | 2027-01-01 | 0 | MW
0 | 0 | System | Battery | Build Battery-Wind 2041 | Build Battery-Wind | Firm Generation Capacity | 1 | 2027-04-01 | 0 | MW
0 | 0 | System | Battery | Build Battery-Wind 2041 | Build Battery-Wind | Firm Generation Capacity | 1 | 2027-07-01 | 0 | MW
0 | 0 | System | Battery | Build Battery-Wind 2041 | Build Battery-Wind | Firm Generation Capacity | 1 | 2027-10-01 | 0 | MW
Build Battery-Wind 2041_Firm Generation Capacity2028 | Build Battery-Wind_Firm Generation Capacity2028 | System | Battery | Build Battery-Wind 2041 | Build Battery-Wind | Firm Generation Capacity | 1 | 2028-01-01 | 0 | MW
0 | 0 | System | Battery | Build Battery-Wind 2041 | Build Battery-Wind | Firm Generation Capacity | 1 | 2028-04-01 | 0 | MW
0 | 0 | System | Battery | Build Battery-Wind 2041 | Build Battery-Wind | Firm Generation Capacity | 1 | 2028-07-01 | 0 | MW
0 | 0 | System | Battery | Build Battery-Wind 2041 | Build Battery-Wind | Firm Generation Capacity | 1 | 2028-10-01 | 0 | MW
Build Battery-Wind 2041_Firm Generation Capacity2029 | Build Battery-Wind_Firm Generation Capacity2029 | System | Battery | Build Battery-Wind 2041 | Build Battery-Wind | Firm Generation Capacity | 1 | 2029-01-01 | 0 | MW
0 | 0 | System | Battery | Build Battery-Wind 2041 | Build Battery-Wind | Firm Generation Capacity | 1 | 2029-04-01 | 0 | MW
0 | 0 | System | Battery | Build Battery-Wind 2041 | Build Battery-Wind | Firm Generation Capacity | 1 | 2029-07-01 | 0 | MW
0 | 0 | System | Battery | Build Battery-Wind 2041 | Build Battery-Wind | Firm Generation Capacity | 1 | 2029-10-01 | 0 | MW
Build Battery-Wind 2041_Firm Generation Capacity2030 | Build Battery-Wind_Firm Generation Capacity2030 | System | Battery | Build Battery-Wind 2041 | Build Battery-Wind | Firm Generation Capacity | 1 | 2030-01-01 | 0 | MW
0 | 0 | System | Battery | Build Battery-Wind 2041 | Build Battery-Wind | Firm Generation Capacity | 1 | 2030-04-01 | 0 | MW
0 | 0 | System | Battery | Build Battery-Wind 2041 | Build Battery-Wind | Firm Generation Capacity | 1 | 2030-07-01 | 0 | MW
0 | 0 | System | Battery | Build Battery-Wind 2041 | Build Battery-Wind | Firm Generation Capacity | 1 | 2030-10-01 | 0 | MW
Build Battery-Wind 2041_Firm Generation Capacity2031 | Build Battery-Wind_Firm Generation Capacity2031 | System | Battery | Build Battery-Wind 2041 | Build Battery-Wind | Firm Generation Capacity | 1 | 2031-01-01 | 0 | MW
0 | 0 | System | Battery | Build Battery-Wind 2041 | Build Battery-Wind | Firm Generation Capacity | 1 | 2031-04-01 | 0 | MW
0 | 0 | System | Battery | Build Battery-Wind 2041 | Build Battery-Wind | Firm Generation Capacity | 1 | 2031-07-01 | 0 | MW
0 | 0 | System | Battery | Build Battery-Wind 2041 | Build Battery-Wind | Firm Generation Capacity | 1 | 2031-10-01 | 0 | MW
Build Battery-Wind 2041_Firm Generation Capacity2032 | Build Battery-Wind_Firm Generation Capacity2032 | System | Battery | Build Battery-Wind 2041 | Build Battery-Wind | Firm Generation Capacity | 1 | 2032-01-01 | 0 | MW
0 | 0 | System | Battery | Build Battery-Wind 2041 | Build Battery-Wind | Firm Generation Capacity | 1 | 2032-04-01 | 0 | MW
0 | 0 | System | Battery | Build Battery-Wind 2041 | Build Battery-Wind | Firm Generation Capacity | 1 | 2032-07-01 | 0 | MW
0 | 0 | System | Battery | Build Battery-Wind 2041 | Build Battery-Wind | Firm Generation Capacity | 1 | 2032-10-01 | 0 | MW
Build Battery-Wind 2041_Firm Generation Capacity2033 | Build Battery-Wind_Firm Generation Capacity2033 | System | Battery | Build Battery-Wind 2041 | Build Battery-Wind | Firm Generation Capacity | 1 | 2033-01-01 | 0 | MW
0 | 0 | System | Battery | Build Battery-Wind 2041 | Build Battery-Wind | Firm Generation Capacity | 1 | 2033-04-01 | 0 | MW
0 | 0 | System | Battery | Build Battery-Wind 2041 | Build Battery-Wind | Firm Generation Capacity | 1 | 2033-07-01 | 0 | MW
0 | 0 | System | Battery | Build Battery-Wind 2041 | Build Battery-Wind | Firm Generation Capacity | 1 | 2033-10-01 | 0 | MW
Build Battery-Wind 2041_Firm Generation Capacity2034 | Build Battery-Wind_Firm Generation Capacity2034 | System | Battery | Build Battery-Wind 2041 | Build Battery-Wind | Firm Generation Capacity | 1 | 2034-01-01 | 0 | MW
0 | 0 | System | Battery | Build Battery-Wind 2041 | Build Battery-Wind | Firm Generation Capacity | 1 | 2034-04-01 | 0 | MW
0 | 0 | System | Battery | Build Battery-Wind 2041 | Build Battery-Wind | Firm Generation Capacity | 1 | 2034-07-01 | 0 | MW
0 | 0 | System | Battery | Build Battery-Wind 2041 | Build Battery-Wind | Firm Generation Capacity | 1 | 2034-10-01 | 0 | MW
Build Battery-Wind 2041_Firm Generation Capacity2035 | Build Battery-Wind_Firm Generation Capacity2035 | System | Battery | Build Battery-Wind 2041 | Build Battery-Wind | Firm Generation Capacity | 1 | 2035-01-01 | 0 | MW
0 | 0 | System | Battery | Build Battery-Wind 2041 | Build Battery-Wind | Firm Generation Capacity | 1 | 2035-04-01 | 0 | MW
0 | 0 | System | Battery | Build Battery-Wind 2041 | Build Battery-Wind | Firm Generation Capacity | 1 | 2035-07-01 | 0 | MW
0 | 0 | System | Battery | Build Battery-Wind 2041 | Build Battery-Wind | Firm Generation Capacity | 1 | 2035-10-01 | 0 | MW
Build Battery-Wind 2041_Firm Generation Capacity2036 | Build Battery-Wind_Firm Generation Capacity2036 | System | Battery | Build Battery-Wind 2041 | Build Battery-Wind | Firm Generation Capacity | 1 | 2036-01-01 | 0 | MW
0 | 0 | System | Battery | Build Battery-Wind 2041 | Build Battery-Wind | Firm Generation Capacity | 1 | 2036-04-01 | 0 | MW
0 | 0 | System | Battery | Build Battery-Wind 2041 | Build Battery-Wind | Firm Generation Capacity | 1 | 2036-07-01 | 0 | MW
0 | 0 | System | Battery | Build Battery-Wind 2041 | Build Battery-Wind | Firm Generation Capacity | 1 | 2036-10-01 | 0 | MW
Build Battery-Wind 2041_Firm Generation Capacity2037 | Build Battery-Wind_Firm Generation Capacity2037 | System | Battery | Build Battery-Wind 2041 | Build Battery-Wind | Firm Generation Capacity | 1 | 2037-01-01 | 0 | MW
0 | 0 | System | Battery | Build Battery-Wind 2041 | Build Battery-Wind | Firm Generation Capacity | 1 | 2037-04-01 | 0 | MW
0 | 0 | System | Battery | Build Battery-Wind 2041 | Build Battery-Wind | Firm Generation Capacity | 1 | 2037-07-01 | 0 | MW
0 | 0 | System | Battery | Build Battery-Wind 2041 | Build Battery-Wind | Firm Generation Capacity | 1 | 2037-10-01 | 0 | MW
Build Battery-Wind 2041_Firm Generation Capacity2038 | Build Battery-Wind_Firm Generation Capacity2038 | System | Battery | Build Battery-Wind 2041 | Build Battery-Wind | Firm Generation Capacity | 1 | 2038-01-01 | 0 | MW
0 | 0 | System | Battery | Build Battery-Wind 2041 | Build Battery-Wind | Firm Generation Capacity | 1 | 2038-04-01 | 0 | MW
0 | 0 | System | Battery | Build Battery-Wind 2041 | Build Battery-Wind | Firm Generation Capacity | 1 | 2038-07-01 | 0 | MW
0 | 0 | System | Battery | Build Battery-Wind 2041 | Build Battery-Wind | Firm Generation Capacity | 1 | 2038-10-01 | 0 | MW
Build Battery-Wind 2041_Firm Generation Capacity2039 | Build Battery-Wind_Firm Generation Capacity2039 | System | Battery | Build Battery-Wind 2041 | Build Battery-Wind | Firm Generation Capacity | 1 | 2039-01-01 | 0 | MW
0 | 0 | System | Battery | Build Battery-Wind 2041 | Build Battery-Wind | Firm Generation Capacity | 1 | 2039-04-01 | 0 | MW
0 | 0 | System | Battery | Build Battery-Wind 2041 | Build Battery-Wind | Firm Generation Capacity | 1 | 2039-07-01 | 0 | MW
0 | 0 | System | Battery | Build Battery-Wind 2041 | Build Battery-Wind | Firm Generation Capacity | 1 | 2039-10-01 | 0 | MW
Build Battery-Wind 2041_Firm Generation Capacity2040 | Build Battery-Wind_Firm Generation Capacity2040 | System | Battery | Build Battery-Wind 2041 | Build Battery-Wind | Firm Generation Capacity | 1 | 2040-01-01 | 0 | MW
0 | 0 | System | Battery | Build Battery-Wind 2041 | Build Battery-Wind | Firm Generation Capacity | 1 | 2040-04-01 | 0 | MW
0 | 0 | System | Battery | Build Battery-Wind 2041 | Build Battery-Wind | Firm Generation Capacity | 1 | 2040-07-01 | 0 | MW
0 | 0 | System | Battery | Build Battery-Wind 2041 | Build Battery-Wind | Firm Generation Capacity | 1 | 2040-10-01 | 0 | MW
Build Battery-Wind 2041_Firm Generation Capacity2041 | Build Battery-Wind_Firm Generation Capacity2041 | System | Battery | Build Battery-Wind 2041 | Build Battery-Wind | Firm Generation Capacity | 1 | 2041-01-01 | 0 | MW
0 | 0 | System | Battery | Build Battery-Wind 2041 | Build Battery-Wind | Firm Generation Capacity | 1 | 2041-04-01 | 0 | MW
0 | 0 | System | Battery | Build Battery-Wind 2041 | Build Battery-Wind | Firm Generation Capacity | 1 | 2041-07-01 | 0 | MW
0 | 0 | System | Battery | Build Battery-Wind 2041 | Build Battery-Wind | Firm Generation Capacity | 1 | 2041-10-01 | 0 | MW
Build Battery-Wind 2041_Firm Generation Capacity2042 | Build Battery-Wind_Firm Generation Capacity2042 | System | Battery | Build Battery-Wind 2041 | Build Battery-Wind | Firm Generation Capacity | 1 | 2042-01-01 | 0 | MW
0 | 0 | System | Battery | Build Battery-Wind 2041 | Build Battery-Wind | Firm Generation Capacity | 1 | 2042-04-01 | 0 | MW
0 | 0 | System | Battery | Build Battery-Wind 2041 | Build Battery-Wind | Firm Generation Capacity | 1 | 2042-07-01 | 0 | MW
0 | 0 | System | Battery | Build Battery-Wind 2041 | Build Battery-Wind | Firm Generation Capacity | 1 | 2042-10-01 | 0 | MW
Build Battery-Wind 2041_Firm Generation Capacity2043 | Build Battery-Wind_Firm Generation Capacity2043 | System | Battery | Build Battery-Wind 2041 | Build Battery-Wind | Firm Generation Capacity | 1 | 2043-01-01 | 0 | MW
0 | 0 | System | Battery | Build Battery-Wind 2041 | Build Battery-Wind | Firm Generation Capacity | 1 | 2043-04-01 | 0 | MW
0 | 0 | System | Battery | Build Battery-Wind 2041 | Build Battery-Wind | Firm Generation Capacity | 1 | 2043-07-01 | 0 | MW
0 | 0 | System | Battery | Build Battery-Wind 2041 | Build Battery-Wind | Firm Generation Capacity | 1 | 2043-10-01 | 0 | MW
Build Battery-Wind 2042_Firm Generation Capacity2024 | Build Battery-Wind_Firm Generation Capacity2024 | System | Battery | Build Battery-Wind 2042 | Build Battery-Wind | Firm Generation Capacity | 1 | 2024-01-01 | 0 | MW
0 | 0 | System | Battery | Build Battery-Wind 2042 | Build Battery-Wind | Firm Generation Capacity | 1 | 2024-04-01 | 0 | MW
0 | 0 | System | Battery | Build Battery-Wind 2042 | Build Battery-Wind | Firm Generation Capacity | 1 | 2024-07-01 | 0 | MW
0 | 0 | System | Battery | Build Battery-Wind 2042 | Build Battery-Wind | Firm Generation Capacity | 1 | 2024-10-01 | 0 | MW
Build Battery-Wind 2042_Firm Generation Capacity2025 | Build Battery-Wind_Firm Generation Capacity2025 | System | Battery | Build Battery-Wind 2042 | Build Battery-Wind | Firm Generation Capacity | 1 | 2025-01-01 | 0 | MW
0 | 0 | System | Battery | Build Battery-Wind 2042 | Build Battery-Wind | Firm Generation Capacity | 1 | 2025-04-01 | 0 | MW
0 | 0 | System | Battery | Build Battery-Wind 2042 | Build Battery-Wind | Firm Generation Capacity | 1 | 2025-07-01 | 0 | MW
0 | 0 | System | Battery | Build Battery-Wind 2042 | Build Battery-Wind | Firm Generation Capacity | 1 | 2025-10-01 | 0 | MW
Build Battery-Wind 2042_Firm Generation Capacity2026 | Build Battery-Wind_Firm Generation Capacity2026 | System | Battery | Build Battery-Wind 2042 | Build Battery-Wind | Firm Generation Capacity | 1 | 2026-01-01 | 0 | MW
0 | 0 | System | Battery | Build Battery-Wind 2042 | Build Battery-Wind | Firm Generation Capacity | 1 | 2026-04-01 | 0 | MW
0 | 0 | System | Battery | Build Battery-Wind 2042 | Build Battery-Wind | Firm Generation Capacity | 1 | 2026-07-01 | 0 | MW
0 | 0 | System | Battery | Build Battery-Wind 2042 | Build Battery-Wind | Firm Generation Capacity | 1 | 2026-10-01 | 0 | MW
Build Battery-Wind 2042_Firm Generation Capacity2027 | Build Battery-Wind_Firm Generation Capacity2027 | System | Battery | Build Battery-Wind 2042 | Build Battery-Wind | Firm Generation Capacity | 1 | 2027-01-01 | 0 | MW
0 | 0 | System | Battery | Build Battery-Wind 2042 | Build Battery-Wind | Firm Generation Capacity | 1 | 2027-04-01 | 0 | MW
0 | 0 | System | Battery | Build Battery-Wind 2042 | Build Battery-Wind | Firm Generation Capacity | 1 | 2027-07-01 | 0 | MW
0 | 0 | System | Battery | Build Battery-Wind 2042 | Build Battery-Wind | Firm Generation Capacity | 1 | 2027-10-01 | 0 | MW
Build Battery-Wind 2042_Firm Generation Capacity2028 | Build Battery-Wind_Firm Generation Capacity2028 | System | Battery | Build Battery-Wind 2042 | Build Battery-Wind | Firm Generation Capacity | 1 | 2028-01-01 | 0 | MW
0 | 0 | System | Battery | Build Battery-Wind 2042 | Build Battery-Wind | Firm Generation Capacity | 1 | 2028-04-01 | 0 | MW
0 | 0 | System | Battery | Build Battery-Wind 2042 | Build Battery-Wind | Firm Generation Capacity | 1 | 2028-07-01 | 0 | MW
0 | 0 | System | Battery | Build Battery-Wind 2042 | Build Battery-Wind | Firm Generation Capacity | 1 | 2028-10-01 | 0 | MW
Build Battery-Wind 2042_Firm Generation Capacity2029 | Build Battery-Wind_Firm Generation Capacity2029 | System | Battery | Build Battery-Wind 2042 | Build Battery-Wind | Firm Generation Capacity | 1 | 2029-01-01 | 0 | MW
0 | 0 | System | Battery | Build Battery-Wind 2042 | Build Battery-Wind | Firm Generation Capacity | 1 | 2029-04-01 | 0 | MW
0 | 0 | System | Battery | Build Battery-Wind 2042 | Build Battery-Wind | Firm Generation Capacity | 1 | 2029-07-01 | 0 | MW
0 | 0 | System | Battery | Build Battery-Wind 2042 | Build Battery-Wind | Firm Generation Capacity | 1 | 2029-10-01 | 0 | MW
Build Battery-Wind 2042_Firm Generation Capacity2030 | Build Battery-Wind_Firm Generation Capacity2030 | System | Battery | Build Battery-Wind 2042 | Build Battery-Wind | Firm Generation Capacity | 1 | 2030-01-01 | 0 | MW
0 | 0 | System | Battery | Build Battery-Wind 2042 | Build Battery-Wind | Firm Generation Capacity | 1 | 2030-04-01 | 0 | MW
0 | 0 | System | Battery | Build Battery-Wind 2042 | Build Battery-Wind | Firm Generation Capacity | 1 | 2030-07-01 | 0 | MW
0 | 0 | System | Battery | Build Battery-Wind 2042 | Build Battery-Wind | Firm Generation Capacity | 1 | 2030-10-01 | 0 | MW
Build Battery-Wind 2042_Firm Generation Capacity2031 | Build Battery-Wind_Firm Generation Capacity2031 | System | Battery | Build Battery-Wind 2042 | Build Battery-Wind | Firm Generation Capacity | 1 | 2031-01-01 | 0 | MW
0 | 0 | System | Battery | Build Battery-Wind 2042 | Build Battery-Wind | Firm Generation Capacity | 1 | 2031-04-01 | 0 | MW
0 | 0 | System | Battery | Build Battery-Wind 2042 | Build Battery-Wind | Firm Generation Capacity | 1 | 2031-07-01 | 0 | MW
0 | 0 | System | Battery | Build Battery-Wind 2042 | Build Battery-Wind | Firm Generation Capacity | 1 | 2031-10-01 | 0 | MW
Build Battery-Wind 2042_Firm Generation Capacity2032 | Build Battery-Wind_Firm Generation Capacity2032 | System | Battery | Build Battery-Wind 2042 | Build Battery-Wind | Firm Generation Capacity | 1 | 2032-01-01 | 0 | MW
0 | 0 | System | Battery | Build Battery-Wind 2042 | Build Battery-Wind | Firm Generation Capacity | 1 | 2032-04-01 | 0 | MW
0 | 0 | System | Battery | Build Battery-Wind 2042 | Build Battery-Wind | Firm Generation Capacity | 1 | 2032-07-01 | 0 | MW
0 | 0 | System | Battery | Build Battery-Wind 2042 | Build Battery-Wind | Firm Generation Capacity | 1 | 2032-10-01 | 0 | MW
Build Battery-Wind 2042_Firm Generation Capacity2033 | Build Battery-Wind_Firm Generation Capacity2033 | System | Battery | Build Battery-Wind 2042 | Build Battery-Wind | Firm Generation Capacity | 1 | 2033-01-01 | 0 | MW
0 | 0 | System | Battery | Build Battery-Wind 2042 | Build Battery-Wind | Firm Generation Capacity | 1 | 2033-04-01 | 0 | MW
0 | 0 | System | Battery | Build Battery-Wind 2042 | Build Battery-Wind | Firm Generation Capacity | 1 | 2033-07-01 | 0 | MW
0 | 0 | System | Battery | Build Battery-Wind 2042 | Build Battery-Wind | Firm Generation Capacity | 1 | 2033-10-01 | 0 | MW
Build Battery-Wind 2042_Firm Generation Capacity2034 | Build Battery-Wind_Firm Generation Capacity2034 | System | Battery | Build Battery-Wind 2042 | Build Battery-Wind | Firm Generation Capacity | 1 | 2034-01-01 | 0 | MW
0 | 0 | System | Battery | Build Battery-Wind 2042 | Build Battery-Wind | Firm Generation Capacity | 1 | 2034-04-01 | 0 | MW
0 | 0 | System | Battery | Build Battery-Wind 2042 | Build Battery-Wind | Firm Generation Capacity | 1 | 2034-07-01 | 0 | MW
0 | 0 | System | Battery | Build Battery-Wind 2042 | Build Battery-Wind | Firm Generation Capacity | 1 | 2034-10-01 | 0 | MW
Build Battery-Wind 2042_Firm Generation Capacity2035 | Build Battery-Wind_Firm Generation Capacity2035 | System | Battery | Build Battery-Wind 2042 | Build Battery-Wind | Firm Generation Capacity | 1 | 2035-01-01 | 0 | MW
0 | 0 | System | Battery | Build Battery-Wind 2042 | Build Battery-Wind | Firm Generation Capacity | 1 | 2035-04-01 | 0 | MW
0 | 0 | System | Battery | Build Battery-Wind 2042 | Build Battery-Wind | Firm Generation Capacity | 1 | 2035-07-01 | 0 | MW
0 | 0 | System | Battery | Build Battery-Wind 2042 | Build Battery-Wind | Firm Generation Capacity | 1 | 2035-10-01 | 0 | MW
Build Battery-Wind 2042_Firm Generation Capacity2036 | Build Battery-Wind_Firm Generation Capacity2036 | System | Battery | Build Battery-Wind 2042 | Build Battery-Wind | Firm Generation Capacity | 1 | 2036-01-01 | 0 | MW
0 | 0 | System | Battery | Build Battery-Wind 2042 | Build Battery-Wind | Firm Generation Capacity | 1 | 2036-04-01 | 0 | MW
0 | 0 | System | Battery | Build Battery-Wind 2042 | Build Battery-Wind | Firm Generation Capacity | 1 | 2036-07-01 | 0 | MW
0 | 0 | System | Battery | Build Battery-Wind 2042 | Build Battery-Wind | Firm Generation Capacity | 1 | 2036-10-01 | 0 | MW
Build Battery-Wind 2042_Firm Generation Capacity2037 | Build Battery-Wind_Firm Generation Capacity2037 | System | Battery | Build Battery-Wind 2042 | Build Battery-Wind | Firm Generation Capacity | 1 | 2037-01-01 | 0 | MW
0 | 0 | System | Battery | Build Battery-Wind 2042 | Build Battery-Wind | Firm Generation Capacity | 1 | 2037-04-01 | 0 | MW
0 | 0 | System | Battery | Build Battery-Wind 2042 | Build Battery-Wind | Firm Generation Capacity | 1 | 2037-07-01 | 0 | MW
0 | 0 | System | Battery | Build Battery-Wind 2042 | Build Battery-Wind | Firm Generation Capacity | 1 | 2037-10-01 | 0 | MW
Build Battery-Wind 2042_Firm Generation Capacity2038 | Build Battery-Wind_Firm Generation Capacity2038 | System | Battery | Build Battery-Wind 2042 | Build Battery-Wind | Firm Generation Capacity | 1 | 2038-01-01 | 0 | MW
0 | 0 | System | Battery | Build Battery-Wind 2042 | Build Battery-Wind | Firm Generation Capacity | 1 | 2038-04-01 | 0 | MW
0 | 0 | System | Battery | Build Battery-Wind 2042 | Build Battery-Wind | Firm Generation Capacity | 1 | 2038-07-01 | 0 | MW
0 | 0 | System | Battery | Build Battery-Wind 2042 | Build Battery-Wind | Firm Generation Capacity | 1 | 2038-10-01 | 0 | MW
Build Battery-Wind 2042_Firm Generation Capacity2039 | Build Battery-Wind_Firm Generation Capacity2039 | System | Battery | Build Battery-Wind 2042 | Build Battery-Wind | Firm Generation Capacity | 1 | 2039-01-01 | 0 | MW
0 | 0 | System | Battery | Build Battery-Wind 2042 | Build Battery-Wind | Firm Generation Capacity | 1 | 2039-04-01 | 0 | MW
0 | 0 | System | Battery | Build Battery-Wind 2042 | Build Battery-Wind | Firm Generation Capacity | 1 | 2039-07-01 | 0 | MW
0 | 0 | System | Battery | Build Battery-Wind 2042 | Build Battery-Wind | Firm Generation Capacity | 1 | 2039-10-01 | 0 | MW
Build Battery-Wind 2042_Firm Generation Capacity2040 | Build Battery-Wind_Firm Generation Capacity2040 | System | Battery | Build Battery-Wind 2042 | Build Battery-Wind | Firm Generation Capacity | 1 | 2040-01-01 | 0 | MW
0 | 0 | System | Battery | Build Battery-Wind 2042 | Build Battery-Wind | Firm Generation Capacity | 1 | 2040-04-01 | 0 | MW
0 | 0 | System | Battery | Build Battery-Wind 2042 | Build Battery-Wind | Firm Generation Capacity | 1 | 2040-07-01 | 0 | MW
0 | 0 | System | Battery | Build Battery-Wind 2042 | Build Battery-Wind | Firm Generation Capacity | 1 | 2040-10-01 | 0 | MW
Build Battery-Wind 2042_Firm Generation Capacity2041 | Build Battery-Wind_Firm Generation Capacity2041 | System | Battery | Build Battery-Wind 2042 | Build Battery-Wind | Firm Generation Capacity | 1 | 2041-01-01 | 0 | MW
0 | 0 | System | Battery | Build Battery-Wind 2042 | Build Battery-Wind | Firm Generation Capacity | 1 | 2041-04-01 | 0 | MW
0 | 0 | System | Battery | Build Battery-Wind 2042 | Build Battery-Wind | Firm Generation Capacity | 1 | 2041-07-01 | 0 | MW
0 | 0 | System | Battery | Build Battery-Wind 2042 | Build Battery-Wind | Firm Generation Capacity | 1 | 2041-10-01 | 0 | MW
Build Battery-Wind 2042_Firm Generation Capacity2042 | Build Battery-Wind_Firm Generation Capacity2042 | System | Battery | Build Battery-Wind 2042 | Build Battery-Wind | Firm Generation Capacity | 1 | 2042-01-01 | 0 | MW
0 | 0 | System | Battery | Build Battery-Wind 2042 | Build Battery-Wind | Firm Generation Capacity | 1 | 2042-04-01 | 0 | MW
0 | 0 | System | Battery | Build Battery-Wind 2042 | Build Battery-Wind | Firm Generation Capacity | 1 | 2042-07-01 | 0 | MW
0 | 0 | System | Battery | Build Battery-Wind 2042 | Build Battery-Wind | Firm Generation Capacity | 1 | 2042-10-01 | 0 | MW
Build Battery-Wind 2042_Firm Generation Capacity2043 | Build Battery-Wind_Firm Generation Capacity2043 | System | Battery | Build Battery-Wind 2042 | Build Battery-Wind | Firm Generation Capacity | 1 | 2043-01-01 | 0 | MW
0 | 0 | System | Battery | Build Battery-Wind 2042 | Build Battery-Wind | Firm Generation Capacity | 1 | 2043-04-01 | 0 | MW
0 | 0 | System | Battery | Build Battery-Wind 2042 | Build Battery-Wind | Firm Generation Capacity | 1 | 2043-07-01 | 0 | MW
0 | 0 | System | Battery | Build Battery-Wind 2042 | Build Battery-Wind | Firm Generation Capacity | 1 | 2043-10-01 | 0 | MW
Build Battery-Wind 2043_Firm Generation Capacity2024 | Build Battery-Wind_Firm Generation Capacity2024 | System | Battery | Build Battery-Wind 2043 | Build Battery-Wind | Firm Generation Capacity | 1 | 2024-01-01 | 0 | MW
0 | 0 | System | Battery | Build Battery-Wind 2043 | Build Battery-Wind | Firm Generation Capacity | 1 | 2024-04-01 | 0 | MW
0 | 0 | System | Battery | Build Battery-Wind 2043 | Build Battery-Wind | Firm Generation Capacity | 1 | 2024-07-01 | 0 | MW
0 | 0 | System | Battery | Build Battery-Wind 2043 | Build Battery-Wind | Firm Generation Capacity | 1 | 2024-10-01 | 0 | MW
Build Battery-Wind 2043_Firm Generation Capacity2025 | Build Battery-Wind_Firm Generation Capacity2025 | System | Battery | Build Battery-Wind 2043 | Build Battery-Wind | Firm Generation Capacity | 1 | 2025-01-01 | 0 | MW
0 | 0 | System | Battery | Build Battery-Wind 2043 | Build Battery-Wind | Firm Generation Capacity | 1 | 2025-04-01 | 0 | MW
0 | 0 | System | Battery | Build Battery-Wind 2043 | Build Battery-Wind | Firm Generation Capacity | 1 | 2025-07-01 | 0 | MW
0 | 0 | System | Battery | Build Battery-Wind 2043 | Build Battery-Wind | Firm Generation Capacity | 1 | 2025-10-01 | 0 | MW
Build Battery-Wind 2043_Firm Generation Capacity2026 | Build Battery-Wind_Firm Generation Capacity2026 | System | Battery | Build Battery-Wind 2043 | Build Battery-Wind | Firm Generation Capacity | 1 | 2026-01-01 | 0 | MW
0 | 0 | System | Battery | Build Battery-Wind 2043 | Build Battery-Wind | Firm Generation Capacity | 1 | 2026-04-01 | 0 | MW
0 | 0 | System | Battery | Build Battery-Wind 2043 | Build Battery-Wind | Firm Generation Capacity | 1 | 2026-07-01 | 0 | MW
0 | 0 | System | Battery | Build Battery-Wind 2043 | Build Battery-Wind | Firm Generation Capacity | 1 | 2026-10-01 | 0 | MW
Build Battery-Wind 2043_Firm Generation Capacity2027 | Build Battery-Wind_Firm Generation Capacity2027 | System | Battery | Build Battery-Wind 2043 | Build Battery-Wind | Firm Generation Capacity | 1 | 2027-01-01 | 0 | MW
0 | 0 | System | Battery | Build Battery-Wind 2043 | Build Battery-Wind | Firm Generation Capacity | 1 | 2027-04-01 | 0 | MW
0 | 0 | System | Battery | Build Battery-Wind 2043 | Build Battery-Wind | Firm Generation Capacity | 1 | 2027-07-01 | 0 | MW
0 | 0 | System | Battery | Build Battery-Wind 2043 | Build Battery-Wind | Firm Generation Capacity | 1 | 2027-10-01 | 0 | MW
Build Battery-Wind 2043_Firm Generation Capacity2028 | Build Battery-Wind_Firm Generation Capacity2028 | System | Battery | Build Battery-Wind 2043 | Build Battery-Wind | Firm Generation Capacity | 1 | 2028-01-01 | 0 | MW
0 | 0 | System | Battery | Build Battery-Wind 2043 | Build Battery-Wind | Firm Generation Capacity | 1 | 2028-04-01 | 0 | MW
0 | 0 | System | Battery | Build Battery-Wind 2043 | Build Battery-Wind | Firm Generation Capacity | 1 | 2028-07-01 | 0 | MW
0 | 0 | System | Battery | Build Battery-Wind 2043 | Build Battery-Wind | Firm Generation Capacity | 1 | 2028-10-01 | 0 | MW
Build Battery-Wind 2043_Firm Generation Capacity2029 | Build Battery-Wind_Firm Generation Capacity2029 | System | Battery | Build Battery-Wind 2043 | Build Battery-Wind | Firm Generation Capacity | 1 | 2029-01-01 | 0 | MW
0 | 0 | System | Battery | Build Battery-Wind 2043 | Build Battery-Wind | Firm Generation Capacity | 1 | 2029-04-01 | 0 | MW
0 | 0 | System | Battery | Build Battery-Wind 2043 | Build Battery-Wind | Firm Generation Capacity | 1 | 2029-07-01 | 0 | MW
0 | 0 | System | Battery | Build Battery-Wind 2043 | Build Battery-Wind | Firm Generation Capacity | 1 | 2029-10-01 | 0 | MW
Build Battery-Wind 2043_Firm Generation Capacity2030 | Build Battery-Wind_Firm Generation Capacity2030 | System | Battery | Build Battery-Wind 2043 | Build Battery-Wind | Firm Generation Capacity | 1 | 2030-01-01 | 0 | MW
0 | 0 | System | Battery | Build Battery-Wind 2043 | Build Battery-Wind | Firm Generation Capacity | 1 | 2030-04-01 | 0 | MW
0 | 0 | System | Battery | Build Battery-Wind 2043 | Build Battery-Wind | Firm Generation Capacity | 1 | 2030-07-01 | 0 | MW
0 | 0 | System | Battery | Build Battery-Wind 2043 | Build Battery-Wind | Firm Generation Capacity | 1 | 2030-10-01 | 0 | MW
Build Battery-Wind 2043_Firm Generation Capacity2031 | Build Battery-Wind_Firm Generation Capacity2031 | System | Battery | Build Battery-Wind 2043 | Build Battery-Wind | Firm Generation Capacity | 1 | 2031-01-01 | 0 | MW
0 | 0 | System | Battery | Build Battery-Wind 2043 | Build Battery-Wind | Firm Generation Capacity | 1 | 2031-04-01 | 0 | MW
0 | 0 | System | Battery | Build Battery-Wind 2043 | Build Battery-Wind | Firm Generation Capacity | 1 | 2031-07-01 | 0 | MW
0 | 0 | System | Battery | Build Battery-Wind 2043 | Build Battery-Wind | Firm Generation Capacity | 1 | 2031-10-01 | 0 | MW
Build Battery-Wind 2043_Firm Generation Capacity2032 | Build Battery-Wind_Firm Generation Capacity2032 | System | Battery | Build Battery-Wind 2043 | Build Battery-Wind | Firm Generation Capacity | 1 | 2032-01-01 | 0 | MW
0 | 0 | System | Battery | Build Battery-Wind 2043 | Build Battery-Wind | Firm Generation Capacity | 1 | 2032-04-01 | 0 | MW
0 | 0 | System | Battery | Build Battery-Wind 2043 | Build Battery-Wind | Firm Generation Capacity | 1 | 2032-07-01 | 0 | MW
0 | 0 | System | Battery | Build Battery-Wind 2043 | Build Battery-Wind | Firm Generation Capacity | 1 | 2032-10-01 | 0 | MW
Build Battery-Wind 2043_Firm Generation Capacity2033 | Build Battery-Wind_Firm Generation Capacity2033 | System | Battery | Build Battery-Wind 2043 | Build Battery-Wind | Firm Generation Capacity | 1 | 2033-01-01 | 0 | MW
0 | 0 | System | Battery | Build Battery-Wind 2043 | Build Battery-Wind | Firm Generation Capacity | 1 | 2033-04-01 | 0 | MW
0 | 0 | System | Battery | Build Battery-Wind 2043 | Build Battery-Wind | Firm Generation Capacity | 1 | 2033-07-01 | 0 | MW
0 | 0 | System | Battery | Build Battery-Wind 2043 | Build Battery-Wind | Firm Generation Capacity | 1 | 2033-10-01 | 0 | MW
Build Battery-Wind 2043_Firm Generation Capacity2034 | Build Battery-Wind_Firm Generation Capacity2034 | System | Battery | Build Battery-Wind 2043 | Build Battery-Wind | Firm Generation Capacity | 1 | 2034-01-01 | 0 | MW
0 | 0 | System | Battery | Build Battery-Wind 2043 | Build Battery-Wind | Firm Generation Capacity | 1 | 2034-04-01 | 0 | MW
0 | 0 | System | Battery | Build Battery-Wind 2043 | Build Battery-Wind | Firm Generation Capacity | 1 | 2034-07-01 | 0 | MW
0 | 0 | System | Battery | Build Battery-Wind 2043 | Build Battery-Wind | Firm Generation Capacity | 1 | 2034-10-01 | 0 | MW
Build Battery-Wind 2043_Firm Generation Capacity2035 | Build Battery-Wind_Firm Generation Capacity2035 | System | Battery | Build Battery-Wind 2043 | Build Battery-Wind | Firm Generation Capacity | 1 | 2035-01-01 | 0 | MW
0 | 0 | System | Battery | Build Battery-Wind 2043 | Build Battery-Wind | Firm Generation Capacity | 1 | 2035-04-01 | 0 | MW
0 | 0 | System | Battery | Build Battery-Wind 2043 | Build Battery-Wind | Firm Generation Capacity | 1 | 2035-07-01 | 0 | MW
0 | 0 | System | Battery | Build Battery-Wind 2043 | Build Battery-Wind | Firm Generation Capacity | 1 | 2035-10-01 | 0 | MW
Build Battery-Wind 2043_Firm Generation Capacity2036 | Build Battery-Wind_Firm Generation Capacity2036 | System | Battery | Build Battery-Wind 2043 | Build Battery-Wind | Firm Generation Capacity | 1 | 2036-01-01 | 0 | MW
0 | 0 | System | Battery | Build Battery-Wind 2043 | Build Battery-Wind | Firm Generation Capacity | 1 | 2036-04-01 | 0 | MW
0 | 0 | System | Battery | Build Battery-Wind 2043 | Build Battery-Wind | Firm Generation Capacity | 1 | 2036-07-01 | 0 | MW
0 | 0 | System | Battery | Build Battery-Wind 2043 | Build Battery-Wind | Firm Generation Capacity | 1 | 2036-10-01 | 0 | MW
Build Battery-Wind 2043_Firm Generation Capacity2037 | Build Battery-Wind_Firm Generation Capacity2037 | System | Battery | Build Battery-Wind 2043 | Build Battery-Wind | Firm Generation Capacity | 1 | 2037-01-01 | 0 | MW
0 | 0 | System | Battery | Build Battery-Wind 2043 | Build Battery-Wind | Firm Generation Capacity | 1 | 2037-04-01 | 0 | MW
0 | 0 | System | Battery | Build Battery-Wind 2043 | Build Battery-Wind | Firm Generation Capacity | 1 | 2037-07-01 | 0 | MW
0 | 0 | System | Battery | Build Battery-Wind 2043 | Build Battery-Wind | Firm Generation Capacity | 1 | 2037-10-01 | 0 | MW
Build Battery-Wind 2043_Firm Generation Capacity2038 | Build Battery-Wind_Firm Generation Capacity2038 | System | Battery | Build Battery-Wind 2043 | Build Battery-Wind | Firm Generation Capacity | 1 | 2038-01-01 | 0 | MW
0 | 0 | System | Battery | Build Battery-Wind 2043 | Build Battery-Wind | Firm Generation Capacity | 1 | 2038-04-01 | 0 | MW
0 | 0 | System | Battery | Build Battery-Wind 2043 | Build Battery-Wind | Firm Generation Capacity | 1 | 2038-07-01 | 0 | MW
0 | 0 | System | Battery | Build Battery-Wind 2043 | Build Battery-Wind | Firm Generation Capacity | 1 | 2038-10-01 | 0 | MW
Build Battery-Wind 2043_Firm Generation Capacity2039 | Build Battery-Wind_Firm Generation Capacity2039 | System | Battery | Build Battery-Wind 2043 | Build Battery-Wind | Firm Generation Capacity | 1 | 2039-01-01 | 0 | MW
0 | 0 | System | Battery | Build Battery-Wind 2043 | Build Battery-Wind | Firm Generation Capacity | 1 | 2039-04-01 | 0 | MW
0 | 0 | System | Battery | Build Battery-Wind 2043 | Build Battery-Wind | Firm Generation Capacity | 1 | 2039-07-01 | 0 | MW
0 | 0 | System | Battery | Build Battery-Wind 2043 | Build Battery-Wind | Firm Generation Capacity | 1 | 2039-10-01 | 0 | MW
Build Battery-Wind 2043_Firm Generation Capacity2040 | Build Battery-Wind_Firm Generation Capacity2040 | System | Battery | Build Battery-Wind 2043 | Build Battery-Wind | Firm Generation Capacity | 1 | 2040-01-01 | 0 | MW
0 | 0 | System | Battery | Build Battery-Wind 2043 | Build Battery-Wind | Firm Generation Capacity | 1 | 2040-04-01 | 0 | MW
0 | 0 | System | Battery | Build Battery-Wind 2043 | Build Battery-Wind | Firm Generation Capacity | 1 | 2040-07-01 | 0 | MW
0 | 0 | System | Battery | Build Battery-Wind 2043 | Build Battery-Wind | Firm Generation Capacity | 1 | 2040-10-01 | 0 | MW
Build Battery-Wind 2043_Firm Generation Capacity2041 | Build Battery-Wind_Firm Generation Capacity2041 | System | Battery | Build Battery-Wind 2043 | Build Battery-Wind | Firm Generation Capacity | 1 | 2041-01-01 | 0 | MW
0 | 0 | System | Battery | Build Battery-Wind 2043 | Build Battery-Wind | Firm Generation Capacity | 1 | 2041-04-01 | 0 | MW
0 | 0 | System | Battery | Build Battery-Wind 2043 | Build Battery-Wind | Firm Generation Capacity | 1 | 2041-07-01 | 0 | MW
0 | 0 | System | Battery | Build Battery-Wind 2043 | Build Battery-Wind | Firm Generation Capacity | 1 | 2041-10-01 | 0 | MW
Build Battery-Wind 2043_Firm Generation Capacity2042 | Build Battery-Wind_Firm Generation Capacity2042 | System | Battery | Build Battery-Wind 2043 | Build Battery-Wind | Firm Generation Capacity | 1 | 2042-01-01 | 0 | MW
0 | 0 | System | Battery | Build Battery-Wind 2043 | Build Battery-Wind | Firm Generation Capacity | 1 | 2042-04-01 | 0 | MW
0 | 0 | System | Battery | Build Battery-Wind 2043 | Build Battery-Wind | Firm Generation Capacity | 1 | 2042-07-01 | 0 | MW
0 | 0 | System | Battery | Build Battery-Wind 2043 | Build Battery-Wind | Firm Generation Capacity | 1 | 2042-10-01 | 0 | MW
Build Battery-Wind 2043_Firm Generation Capacity2043 | Build Battery-Wind_Firm Generation Capacity2043 | System | Battery | Build Battery-Wind 2043 | Build Battery-Wind | Firm Generation Capacity | 1 | 2043-01-01 | 0 | MW
0 | 0 | System | Battery | Build Battery-Wind 2043 | Build Battery-Wind | Firm Generation Capacity | 1 | 2043-04-01 | 0 | MW
0 | 0 | System | Battery | Build Battery-Wind 2043 | Build Battery-Wind | Firm Generation Capacity | 1 | 2043-07-01 | 0 | MW
0 | 0 | System | Battery | Build Battery-Wind 2043 | Build Battery-Wind | Firm Generation Capacity | 1 | 2043-10-01 | 0 | MW
Build Battery-Gen 2026_Firm Generation Capacity2024 | Build Battery-Gen_Firm Generation Capacity2024 | System | Battery | Build Battery-Gen 2026 | Build Battery-Gen | Firm Generation Capacity | 1 | 2024-01-01 | 0 | MW
0 | 0 | System | Battery | Build Battery-Gen 2026 | Build Battery-Gen | Firm Generation Capacity | 1 | 2024-04-01 | 0 | MW
0 | 0 | System | Battery | Build Battery-Gen 2026 | Build Battery-Gen | Firm Generation Capacity | 1 | 2024-07-01 | 0 | MW
0 | 0 | System | Battery | Build Battery-Gen 2026 | Build Battery-Gen | Firm Generation Capacity | 1 | 2024-10-01 | 0 | MW
Build Battery-Gen 2026_Firm Generation Capacity2025 | Build Battery-Gen_Firm Generation Capacity2025 | System | Battery | Build Battery-Gen 2026 | Build Battery-Gen | Firm Generation Capacity | 1 | 2025-01-01 | 0 | MW
0 | 0 | System | Battery | Build Battery-Gen 2026 | Build Battery-Gen | Firm Generation Capacity | 1 | 2025-04-01 | 0 | MW
0 | 0 | System | Battery | Build Battery-Gen 2026 | Build Battery-Gen | Firm Generation Capacity | 1 | 2025-07-01 | 0 | MW
0 | 0 | System | Battery | Build Battery-Gen 2026 | Build Battery-Gen | Firm Generation Capacity | 1 | 2025-10-01 | 0 | MW
Build Battery-Gen 2026_Firm Generation Capacity2026 | Build Battery-Gen_Firm Generation Capacity2026 | System | Battery | Build Battery-Gen 2026 | Build Battery-Gen | Firm Generation Capacity | 1 | 2026-01-01 | 0 | MW
0 | 0 | System | Battery | Build Battery-Gen 2026 | Build Battery-Gen | Firm Generation Capacity | 1 | 2026-04-01 | 0 | MW
0 | 0 | System | Battery | Build Battery-Gen 2026 | Build Battery-Gen | Firm Generation Capacity | 1 | 2026-07-01 | 0 | MW
0 | 0 | System | Battery | Build Battery-Gen 2026 | Build Battery-Gen | Firm Generation Capacity | 1 | 2026-10-01 | 0 | MW
Build Battery-Gen 2026_Firm Generation Capacity2027 | Build Battery-Gen_Firm Generation Capacity2027 | System | Battery | Build Battery-Gen 2026 | Build Battery-Gen | Firm Generation Capacity | 1 | 2027-01-01 | 0 | MW
0 | 0 | System | Battery | Build Battery-Gen 2026 | Build Battery-Gen | Firm Generation Capacity | 1 | 2027-04-01 | 0 | MW
0 | 0 | System | Battery | Build Battery-Gen 2026 | Build Battery-Gen | Firm Generation Capacity | 1 | 2027-07-01 | 0 | MW
0 | 0 | System | Battery | Build Battery-Gen 2026 | Build Battery-Gen | Firm Generation Capacity | 1 | 2027-10-01 | 0 | MW
Build Battery-Gen 2026_Firm Generation Capacity2028 | Build Battery-Gen_Firm Generation Capacity2028 | System | Battery | Build Battery-Gen 2026 | Build Battery-Gen | Firm Generation Capacity | 1 | 2028-01-01 | 0 | MW
0 | 0 | System | Battery | Build Battery-Gen 2026 | Build Battery-Gen | Firm Generation Capacity | 1 | 2028-04-01 | 0 | MW
0 | 0 | System | Battery | Build Battery-Gen 2026 | Build Battery-Gen | Firm Generation Capacity | 1 | 2028-07-01 | 0 | MW
0 | 0 | System | Battery | Build Battery-Gen 2026 | Build Battery-Gen | Firm Generation Capacity | 1 | 2028-10-01 | 0 | MW
Build Battery-Gen 2026_Firm Generation Capacity2029 | Build Battery-Gen_Firm Generation Capacity2029 | System | Battery | Build Battery-Gen 2026 | Build Battery-Gen | Firm Generation Capacity | 1 | 2029-01-01 | 0 | MW
0 | 0 | System | Battery | Build Battery-Gen 2026 | Build Battery-Gen | Firm Generation Capacity | 1 | 2029-04-01 | 0 | MW
0 | 0 | System | Battery | Build Battery-Gen 2026 | Build Battery-Gen | Firm Generation Capacity | 1 | 2029-07-01 | 0 | MW
0 | 0 | System | Battery | Build Battery-Gen 2026 | Build Battery-Gen | Firm Generation Capacity | 1 | 2029-10-01 | 0 | MW
Build Battery-Gen 2026_Firm Generation Capacity2030 | Build Battery-Gen_Firm Generation Capacity2030 | System | Battery | Build Battery-Gen 2026 | Build Battery-Gen | Firm Generation Capacity | 1 | 2030-01-01 | 0 | MW
0 | 0 | System | Battery | Build Battery-Gen 2026 | Build Battery-Gen | Firm Generation Capacity | 1 | 2030-04-01 | 0 | MW
0 | 0 | System | Battery | Build Battery-Gen 2026 | Build Battery-Gen | Firm Generation Capacity | 1 | 2030-07-01 | 0 | MW
0 | 0 | System | Battery | Build Battery-Gen 2026 | Build Battery-Gen | Firm Generation Capacity | 1 | 2030-10-01 | 0 | MW
Build Battery-Gen 2026_Firm Generation Capacity2031 | Build Battery-Gen_Firm Generation Capacity2031 | System | Battery | Build Battery-Gen 2026 | Build Battery-Gen | Firm Generation Capacity | 1 | 2031-01-01 | 0 | MW
0 | 0 | System | Battery | Build Battery-Gen 2026 | Build Battery-Gen | Firm Generation Capacity | 1 | 2031-04-01 | 0 | MW
0 | 0 | System | Battery | Build Battery-Gen 2026 | Build Battery-Gen | Firm Generation Capacity | 1 | 2031-07-01 | 0 | MW
0 | 0 | System | Battery | Build Battery-Gen 2026 | Build Battery-Gen | Firm Generation Capacity | 1 | 2031-10-01 | 0 | MW
Build Battery-Gen 2026_Firm Generation Capacity2032 | Build Battery-Gen_Firm Generation Capacity2032 | System | Battery | Build Battery-Gen 2026 | Build Battery-Gen | Firm Generation Capacity | 1 | 2032-01-01 | 0 | MW
0 | 0 | System | Battery | Build Battery-Gen 2026 | Build Battery-Gen | Firm Generation Capacity | 1 | 2032-04-01 | 0 | MW
0 | 0 | System | Battery | Build Battery-Gen 2026 | Build Battery-Gen | Firm Generation Capacity | 1 | 2032-07-01 | 0 | MW
0 | 0 | System | Battery | Build Battery-Gen 2026 | Build Battery-Gen | Firm Generation Capacity | 1 | 2032-10-01 | 0 | MW
Build Battery-Gen 2026_Firm Generation Capacity2033 | Build Battery-Gen_Firm Generation Capacity2033 | System | Battery | Build Battery-Gen 2026 | Build Battery-Gen | Firm Generation Capacity | 1 | 2033-01-01 | 0 | MW
0 | 0 | System | Battery | Build Battery-Gen 2026 | Build Battery-Gen | Firm Generation Capacity | 1 | 2033-04-01 | 0 | MW
0 | 0 | System | Battery | Build Battery-Gen 2026 | Build Battery-Gen | Firm Generation Capacity | 1 | 2033-07-01 | 0 | MW
0 | 0 | System | Battery | Build Battery-Gen 2026 | Build Battery-Gen | Firm Generation Capacity | 1 | 2033-10-01 | 0 | MW
Build Battery-Gen 2026_Firm Generation Capacity2034 | Build Battery-Gen_Firm Generation Capacity2034 | System | Battery | Build Battery-Gen 2026 | Build Battery-Gen | Firm Generation Capacity | 1 | 2034-01-01 | 0 | MW
0 | 0 | System | Battery | Build Battery-Gen 2026 | Build Battery-Gen | Firm Generation Capacity | 1 | 2034-04-01 | 0 | MW
0 | 0 | System | Battery | Build Battery-Gen 2026 | Build Battery-Gen | Firm Generation Capacity | 1 | 2034-07-01 | 0 | MW
0 | 0 | System | Battery | Build Battery-Gen 2026 | Build Battery-Gen | Firm Generation Capacity | 1 | 2034-10-01 | 0 | MW
Build Battery-Gen 2026_Firm Generation Capacity2035 | Build Battery-Gen_Firm Generation Capacity2035 | System | Battery | Build Battery-Gen 2026 | Build Battery-Gen | Firm Generation Capacity | 1 | 2035-01-01 | 0 | MW
0 | 0 | System | Battery | Build Battery-Gen 2026 | Build Battery-Gen | Firm Generation Capacity | 1 | 2035-04-01 | 0 | MW
0 | 0 | System | Battery | Build Battery-Gen 2026 | Build Battery-Gen | Firm Generation Capacity | 1 | 2035-07-01 | 0 | MW
0 | 0 | System | Battery | Build Battery-Gen 2026 | Build Battery-Gen | Firm Generation Capacity | 1 | 2035-10-01 | 0 | MW
Build Battery-Gen 2026_Firm Generation Capacity2036 | Build Battery-Gen_Firm Generation Capacity2036 | System | Battery | Build Battery-Gen 2026 | Build Battery-Gen | Firm Generation Capacity | 1 | 2036-01-01 | 0 | MW
0 | 0 | System | Battery | Build Battery-Gen 2026 | Build Battery-Gen | Firm Generation Capacity | 1 | 2036-04-01 | 0 | MW
0 | 0 | System | Battery | Build Battery-Gen 2026 | Build Battery-Gen | Firm Generation Capacity | 1 | 2036-07-01 | 0 | MW
0 | 0 | System | Battery | Build Battery-Gen 2026 | Build Battery-Gen | Firm Generation Capacity | 1 | 2036-10-01 | 0 | MW
Build Battery-Gen 2026_Firm Generation Capacity2037 | Build Battery-Gen_Firm Generation Capacity2037 | System | Battery | Build Battery-Gen 2026 | Build Battery-Gen | Firm Generation Capacity | 1 | 2037-01-01 | 0 | MW
0 | 0 | System | Battery | Build Battery-Gen 2026 | Build Battery-Gen | Firm Generation Capacity | 1 | 2037-04-01 | 0 | MW
0 | 0 | System | Battery | Build Battery-Gen 2026 | Build Battery-Gen | Firm Generation Capacity | 1 | 2037-07-01 | 0 | MW
0 | 0 | System | Battery | Build Battery-Gen 2026 | Build Battery-Gen | Firm Generation Capacity | 1 | 2037-10-01 | 0 | MW
Build Battery-Gen 2026_Firm Generation Capacity2038 | Build Battery-Gen_Firm Generation Capacity2038 | System | Battery | Build Battery-Gen 2026 | Build Battery-Gen | Firm Generation Capacity | 1 | 2038-01-01 | 0 | MW
0 | 0 | System | Battery | Build Battery-Gen 2026 | Build Battery-Gen | Firm Generation Capacity | 1 | 2038-04-01 | 0 | MW
0 | 0 | System | Battery | Build Battery-Gen 2026 | Build Battery-Gen | Firm Generation Capacity | 1 | 2038-07-01 | 0 | MW
0 | 0 | System | Battery | Build Battery-Gen 2026 | Build Battery-Gen | Firm Generation Capacity | 1 | 2038-10-01 | 0 | MW
Build Battery-Gen 2026_Firm Generation Capacity2039 | Build Battery-Gen_Firm Generation Capacity2039 | System | Battery | Build Battery-Gen 2026 | Build Battery-Gen | Firm Generation Capacity | 1 | 2039-01-01 | 0 | MW
0 | 0 | System | Battery | Build Battery-Gen 2026 | Build Battery-Gen | Firm Generation Capacity | 1 | 2039-04-01 | 0 | MW
0 | 0 | System | Battery | Build Battery-Gen 2026 | Build Battery-Gen | Firm Generation Capacity | 1 | 2039-07-01 | 0 | MW
0 | 0 | System | Battery | Build Battery-Gen 2026 | Build Battery-Gen | Firm Generation Capacity | 1 | 2039-10-01 | 0 | MW
Build Battery-Gen 2026_Firm Generation Capacity2040 | Build Battery-Gen_Firm Generation Capacity2040 | System | Battery | Build Battery-Gen 2026 | Build Battery-Gen | Firm Generation Capacity | 1 | 2040-01-01 | 0 | MW
0 | 0 | System | Battery | Build Battery-Gen 2026 | Build Battery-Gen | Firm Generation Capacity | 1 | 2040-04-01 | 0 | MW
0 | 0 | System | Battery | Build Battery-Gen 2026 | Build Battery-Gen | Firm Generation Capacity | 1 | 2040-07-01 | 0 | MW
0 | 0 | System | Battery | Build Battery-Gen 2026 | Build Battery-Gen | Firm Generation Capacity | 1 | 2040-10-01 | 0 | MW
Build Battery-Gen 2026_Firm Generation Capacity2041 | Build Battery-Gen_Firm Generation Capacity2041 | System | Battery | Build Battery-Gen 2026 | Build Battery-Gen | Firm Generation Capacity | 1 | 2041-01-01 | 0 | MW
0 | 0 | System | Battery | Build Battery-Gen 2026 | Build Battery-Gen | Firm Generation Capacity | 1 | 2041-04-01 | 0 | MW
0 | 0 | System | Battery | Build Battery-Gen 2026 | Build Battery-Gen | Firm Generation Capacity | 1 | 2041-07-01 | 0 | MW
0 | 0 | System | Battery | Build Battery-Gen 2026 | Build Battery-Gen | Firm Generation Capacity | 1 | 2041-10-01 | 0 | MW
Build Battery-Gen 2026_Firm Generation Capacity2042 | Build Battery-Gen_Firm Generation Capacity2042 | System | Battery | Build Battery-Gen 2026 | Build Battery-Gen | Firm Generation Capacity | 1 | 2042-01-01 | 0 | MW
0 | 0 | System | Battery | Build Battery-Gen 2026 | Build Battery-Gen | Firm Generation Capacity | 1 | 2042-04-01 | 0 | MW
0 | 0 | System | Battery | Build Battery-Gen 2026 | Build Battery-Gen | Firm Generation Capacity | 1 | 2042-07-01 | 0 | MW
0 | 0 | System | Battery | Build Battery-Gen 2026 | Build Battery-Gen | Firm Generation Capacity | 1 | 2042-10-01 | 0 | MW
Build Battery-Gen 2026_Firm Generation Capacity2043 | Build Battery-Gen_Firm Generation Capacity2043 | System | Battery | Build Battery-Gen 2026 | Build Battery-Gen | Firm Generation Capacity | 1 | 2043-01-01 | 0 | MW
0 | 0 | System | Battery | Build Battery-Gen 2026 | Build Battery-Gen | Firm Generation Capacity | 1 | 2043-04-01 | 0 | MW
0 | 0 | System | Battery | Build Battery-Gen 2026 | Build Battery-Gen | Firm Generation Capacity | 1 | 2043-07-01 | 0 | MW
0 | 0 | System | Battery | Build Battery-Gen 2026 | Build Battery-Gen | Firm Generation Capacity | 1 | 2043-10-01 | 0 | MW
Build Battery-Gen 2027_Firm Generation Capacity2024 | Build Battery-Gen_Firm Generation Capacity2024 | System | Battery | Build Battery-Gen 2027 | Build Battery-Gen | Firm Generation Capacity | 1 | 2024-01-01 | 0 | MW
0 | 0 | System | Battery | Build Battery-Gen 2027 | Build Battery-Gen | Firm Generation Capacity | 1 | 2024-04-01 | 0 | MW
0 | 0 | System | Battery | Build Battery-Gen 2027 | Build Battery-Gen | Firm Generation Capacity | 1 | 2024-07-01 | 0 | MW
0 | 0 | System | Battery | Build Battery-Gen 2027 | Build Battery-Gen | Firm Generation Capacity | 1 | 2024-10-01 | 0 | MW
Build Battery-Gen 2027_Firm Generation Capacity2025 | Build Battery-Gen_Firm Generation Capacity2025 | System | Battery | Build Battery-Gen 2027 | Build Battery-Gen | Firm Generation Capacity | 1 | 2025-01-01 | 0 | MW
0 | 0 | System | Battery | Build Battery-Gen 2027 | Build Battery-Gen | Firm Generation Capacity | 1 | 2025-04-01 | 0 | MW
0 | 0 | System | Battery | Build Battery-Gen 2027 | Build Battery-Gen | Firm Generation Capacity | 1 | 2025-07-01 | 0 | MW
0 | 0 | System | Battery | Build Battery-Gen 2027 | Build Battery-Gen | Firm Generation Capacity | 1 | 2025-10-01 | 0 | MW
Build Battery-Gen 2027_Firm Generation Capacity2026 | Build Battery-Gen_Firm Generation Capacity2026 | System | Battery | Build Battery-Gen 2027 | Build Battery-Gen | Firm Generation Capacity | 1 | 2026-01-01 | 0 | MW
0 | 0 | System | Battery | Build Battery-Gen 2027 | Build Battery-Gen | Firm Generation Capacity | 1 | 2026-04-01 | 0 | MW
0 | 0 | System | Battery | Build Battery-Gen 2027 | Build Battery-Gen | Firm Generation Capacity | 1 | 2026-07-01 | 0 | MW
0 | 0 | System | Battery | Build Battery-Gen 2027 | Build Battery-Gen | Firm Generation Capacity | 1 | 2026-10-01 | 0 | MW
Build Battery-Gen 2027_Firm Generation Capacity2027 | Build Battery-Gen_Firm Generation Capacity2027 | System | Battery | Build Battery-Gen 2027 | Build Battery-Gen | Firm Generation Capacity | 1 | 2027-01-01 | 0 | MW
0 | 0 | System | Battery | Build Battery-Gen 2027 | Build Battery-Gen | Firm Generation Capacity | 1 | 2027-04-01 | 0 | MW
0 | 0 | System | Battery | Build Battery-Gen 2027 | Build Battery-Gen | Firm Generation Capacity | 1 | 2027-07-01 | 0 | MW
0 | 0 | System | Battery | Build Battery-Gen 2027 | Build Battery-Gen | Firm Generation Capacity | 1 | 2027-10-01 | 0 | MW
Build Battery-Gen 2027_Firm Generation Capacity2028 | Build Battery-Gen_Firm Generation Capacity2028 | System | Battery | Build Battery-Gen 2027 | Build Battery-Gen | Firm Generation Capacity | 1 | 2028-01-01 | 0 | MW
0 | 0 | System | Battery | Build Battery-Gen 2027 | Build Battery-Gen | Firm Generation Capacity | 1 | 2028-04-01 | 0 | MW
0 | 0 | System | Battery | Build Battery-Gen 2027 | Build Battery-Gen | Firm Generation Capacity | 1 | 2028-07-01 | 0 | MW
0 | 0 | System | Battery | Build Battery-Gen 2027 | Build Battery-Gen | Firm Generation Capacity | 1 | 2028-10-01 | 0 | MW
Build Battery-Gen 2027_Firm Generation Capacity2029 | Build Battery-Gen_Firm Generation Capacity2029 | System | Battery | Build Battery-Gen 2027 | Build Battery-Gen | Firm Generation Capacity | 1 | 2029-01-01 | 0 | MW
0 | 0 | System | Battery | Build Battery-Gen 2027 | Build Battery-Gen | Firm Generation Capacity | 1 | 2029-04-01 | 0 | MW
0 | 0 | System | Battery | Build Battery-Gen 2027 | Build Battery-Gen | Firm Generation Capacity | 1 | 2029-07-01 | 0 | MW
0 | 0 | System | Battery | Build Battery-Gen 2027 | Build Battery-Gen | Firm Generation Capacity | 1 | 2029-10-01 | 0 | MW
Build Battery-Gen 2027_Firm Generation Capacity2030 | Build Battery-Gen_Firm Generation Capacity2030 | System | Battery | Build Battery-Gen 2027 | Build Battery-Gen | Firm Generation Capacity | 1 | 2030-01-01 | 0 | MW
0 | 0 | System | Battery | Build Battery-Gen 2027 | Build Battery-Gen | Firm Generation Capacity | 1 | 2030-04-01 | 0 | MW
0 | 0 | System | Battery | Build Battery-Gen 2027 | Build Battery-Gen | Firm Generation Capacity | 1 | 2030-07-01 | 0 | MW
0 | 0 | System | Battery | Build Battery-Gen 2027 | Build Battery-Gen | Firm Generation Capacity | 1 | 2030-10-01 | 0 | MW
Build Battery-Gen 2027_Firm Generation Capacity2031 | Build Battery-Gen_Firm Generation Capacity2031 | System | Battery | Build Battery-Gen 2027 | Build Battery-Gen | Firm Generation Capacity | 1 | 2031-01-01 | 0 | MW
0 | 0 | System | Battery | Build Battery-Gen 2027 | Build Battery-Gen | Firm Generation Capacity | 1 | 2031-04-01 | 0 | MW
0 | 0 | System | Battery | Build Battery-Gen 2027 | Build Battery-Gen | Firm Generation Capacity | 1 | 2031-07-01 | 0 | MW
0 | 0 | System | Battery | Build Battery-Gen 2027 | Build Battery-Gen | Firm Generation Capacity | 1 | 2031-10-01 | 0 | MW
Build Battery-Gen 2027_Firm Generation Capacity2032 | Build Battery-Gen_Firm Generation Capacity2032 | System | Battery | Build Battery-Gen 2027 | Build Battery-Gen | Firm Generation Capacity | 1 | 2032-01-01 | 0 | MW
0 | 0 | System | Battery | Build Battery-Gen 2027 | Build Battery-Gen | Firm Generation Capacity | 1 | 2032-04-01 | 0 | MW
0 | 0 | System | Battery | Build Battery-Gen 2027 | Build Battery-Gen | Firm Generation Capacity | 1 | 2032-07-01 | 0 | MW
0 | 0 | System | Battery | Build Battery-Gen 2027 | Build Battery-Gen | Firm Generation Capacity | 1 | 2032-10-01 | 0 | MW
Build Battery-Gen 2027_Firm Generation Capacity2033 | Build Battery-Gen_Firm Generation Capacity2033 | System | Battery | Build Battery-Gen 2027 | Build Battery-Gen | Firm Generation Capacity | 1 | 2033-01-01 | 0 | MW
0 | 0 | System | Battery | Build Battery-Gen 2027 | Build Battery-Gen | Firm Generation Capacity | 1 | 2033-04-01 | 0 | MW
0 | 0 | System | Battery | Build Battery-Gen 2027 | Build Battery-Gen | Firm Generation Capacity | 1 | 2033-07-01 | 0 | MW
0 | 0 | System | Battery | Build Battery-Gen 2027 | Build Battery-Gen | Firm Generation Capacity | 1 | 2033-10-01 | 0 | MW
Build Battery-Gen 2027_Firm Generation Capacity2034 | Build Battery-Gen_Firm Generation Capacity2034 | System | Battery | Build Battery-Gen 2027 | Build Battery-Gen | Firm Generation Capacity | 1 | 2034-01-01 | 0 | MW
0 | 0 | System | Battery | Build Battery-Gen 2027 | Build Battery-Gen | Firm Generation Capacity | 1 | 2034-04-01 | 0 | MW
0 | 0 | System | Battery | Build Battery-Gen 2027 | Build Battery-Gen | Firm Generation Capacity | 1 | 2034-07-01 | 0 | MW
0 | 0 | System | Battery | Build Battery-Gen 2027 | Build Battery-Gen | Firm Generation Capacity | 1 | 2034-10-01 | 0 | MW
Build Battery-Gen 2027_Firm Generation Capacity2035 | Build Battery-Gen_Firm Generation Capacity2035 | System | Battery | Build Battery-Gen 2027 | Build Battery-Gen | Firm Generation Capacity | 1 | 2035-01-01 | 0 | MW
0 | 0 | System | Battery | Build Battery-Gen 2027 | Build Battery-Gen | Firm Generation Capacity | 1 | 2035-04-01 | 0 | MW
0 | 0 | System | Battery | Build Battery-Gen 2027 | Build Battery-Gen | Firm Generation Capacity | 1 | 2035-07-01 | 0 | MW
0 | 0 | System | Battery | Build Battery-Gen 2027 | Build Battery-Gen | Firm Generation Capacity | 1 | 2035-10-01 | 0 | MW
Build Battery-Gen 2027_Firm Generation Capacity2036 | Build Battery-Gen_Firm Generation Capacity2036 | System | Battery | Build Battery-Gen 2027 | Build Battery-Gen | Firm Generation Capacity | 1 | 2036-01-01 | 0 | MW
0 | 0 | System | Battery | Build Battery-Gen 2027 | Build Battery-Gen | Firm Generation Capacity | 1 | 2036-04-01 | 0 | MW
0 | 0 | System | Battery | Build Battery-Gen 2027 | Build Battery-Gen | Firm Generation Capacity | 1 | 2036-07-01 | 0 | MW
0 | 0 | System | Battery | Build Battery-Gen 2027 | Build Battery-Gen | Firm Generation Capacity | 1 | 2036-10-01 | 0 | MW
Build Battery-Gen 2027_Firm Generation Capacity2037 | Build Battery-Gen_Firm Generation Capacity2037 | System | Battery | Build Battery-Gen 2027 | Build Battery-Gen | Firm Generation Capacity | 1 | 2037-01-01 | 0 | MW
0 | 0 | System | Battery | Build Battery-Gen 2027 | Build Battery-Gen | Firm Generation Capacity | 1 | 2037-04-01 | 0 | MW
0 | 0 | System | Battery | Build Battery-Gen 2027 | Build Battery-Gen | Firm Generation Capacity | 1 | 2037-07-01 | 0 | MW
0 | 0 | System | Battery | Build Battery-Gen 2027 | Build Battery-Gen | Firm Generation Capacity | 1 | 2037-10-01 | 0 | MW
Build Battery-Gen 2027_Firm Generation Capacity2038 | Build Battery-Gen_Firm Generation Capacity2038 | System | Battery | Build Battery-Gen 2027 | Build Battery-Gen | Firm Generation Capacity | 1 | 2038-01-01 | 0 | MW
0 | 0 | System | Battery | Build Battery-Gen 2027 | Build Battery-Gen | Firm Generation Capacity | 1 | 2038-04-01 | 0 | MW
0 | 0 | System | Battery | Build Battery-Gen 2027 | Build Battery-Gen | Firm Generation Capacity | 1 | 2038-07-01 | 0 | MW
0 | 0 | System | Battery | Build Battery-Gen 2027 | Build Battery-Gen | Firm Generation Capacity | 1 | 2038-10-01 | 0 | MW
Build Battery-Gen 2027_Firm Generation Capacity2039 | Build Battery-Gen_Firm Generation Capacity2039 | System | Battery | Build Battery-Gen 2027 | Build Battery-Gen | Firm Generation Capacity | 1 | 2039-01-01 | 0 | MW
0 | 0 | System | Battery | Build Battery-Gen 2027 | Build Battery-Gen | Firm Generation Capacity | 1 | 2039-04-01 | 0 | MW
0 | 0 | System | Battery | Build Battery-Gen 2027 | Build Battery-Gen | Firm Generation Capacity | 1 | 2039-07-01 | 0 | MW
0 | 0 | System | Battery | Build Battery-Gen 2027 | Build Battery-Gen | Firm Generation Capacity | 1 | 2039-10-01 | 0 | MW
Build Battery-Gen 2027_Firm Generation Capacity2040 | Build Battery-Gen_Firm Generation Capacity2040 | System | Battery | Build Battery-Gen 2027 | Build Battery-Gen | Firm Generation Capacity | 1 | 2040-01-01 | 0 | MW
0 | 0 | System | Battery | Build Battery-Gen 2027 | Build Battery-Gen | Firm Generation Capacity | 1 | 2040-04-01 | 0 | MW
0 | 0 | System | Battery | Build Battery-Gen 2027 | Build Battery-Gen | Firm Generation Capacity | 1 | 2040-07-01 | 0 | MW
0 | 0 | System | Battery | Build Battery-Gen 2027 | Build Battery-Gen | Firm Generation Capacity | 1 | 2040-10-01 | 0 | MW
Build Battery-Gen 2027_Firm Generation Capacity2041 | Build Battery-Gen_Firm Generation Capacity2041 | System | Battery | Build Battery-Gen 2027 | Build Battery-Gen | Firm Generation Capacity | 1 | 2041-01-01 | 0 | MW
0 | 0 | System | Battery | Build Battery-Gen 2027 | Build Battery-Gen | Firm Generation Capacity | 1 | 2041-04-01 | 0 | MW
0 | 0 | System | Battery | Build Battery-Gen 2027 | Build Battery-Gen | Firm Generation Capacity | 1 | 2041-07-01 | 0 | MW
0 | 0 | System | Battery | Build Battery-Gen 2027 | Build Battery-Gen | Firm Generation Capacity | 1 | 2041-10-01 | 0 | MW
Build Battery-Gen 2027_Firm Generation Capacity2042 | Build Battery-Gen_Firm Generation Capacity2042 | System | Battery | Build Battery-Gen 2027 | Build Battery-Gen | Firm Generation Capacity | 1 | 2042-01-01 | 0 | MW
0 | 0 | System | Battery | Build Battery-Gen 2027 | Build Battery-Gen | Firm Generation Capacity | 1 | 2042-04-01 | 0 | MW
0 | 0 | System | Battery | Build Battery-Gen 2027 | Build Battery-Gen | Firm Generation Capacity | 1 | 2042-07-01 | 0 | MW
0 | 0 | System | Battery | Build Battery-Gen 2027 | Build Battery-Gen | Firm Generation Capacity | 1 | 2042-10-01 | 0 | MW
Build Battery-Gen 2027_Firm Generation Capacity2043 | Build Battery-Gen_Firm Generation Capacity2043 | System | Battery | Build Battery-Gen 2027 | Build Battery-Gen | Firm Generation Capacity | 1 | 2043-01-01 | 0 | MW
0 | 0 | System | Battery | Build Battery-Gen 2027 | Build Battery-Gen | Firm Generation Capacity | 1 | 2043-04-01 | 0 | MW
0 | 0 | System | Battery | Build Battery-Gen 2027 | Build Battery-Gen | Firm Generation Capacity | 1 | 2043-07-01 | 0 | MW
0 | 0 | System | Battery | Build Battery-Gen 2027 | Build Battery-Gen | Firm Generation Capacity | 1 | 2043-10-01 | 0 | MW
Build Battery-Gen 2028_Firm Generation Capacity2024 | Build Battery-Gen_Firm Generation Capacity2024 | System | Battery | Build Battery-Gen 2028 | Build Battery-Gen | Firm Generation Capacity | 1 | 2024-01-01 | 0 | MW
0 | 0 | System | Battery | Build Battery-Gen 2028 | Build Battery-Gen | Firm Generation Capacity | 1 | 2024-04-01 | 0 | MW
0 | 0 | System | Battery | Build Battery-Gen 2028 | Build Battery-Gen | Firm Generation Capacity | 1 | 2024-07-01 | 0 | MW
0 | 0 | System | Battery | Build Battery-Gen 2028 | Build Battery-Gen | Firm Generation Capacity | 1 | 2024-10-01 | 0 | MW
Build Battery-Gen 2028_Firm Generation Capacity2025 | Build Battery-Gen_Firm Generation Capacity2025 | System | Battery | Build Battery-Gen 2028 | Build Battery-Gen | Firm Generation Capacity | 1 | 2025-01-01 | 0 | MW
0 | 0 | System | Battery | Build Battery-Gen 2028 | Build Battery-Gen | Firm Generation Capacity | 1 | 2025-04-01 | 0 | MW
0 | 0 | System | Battery | Build Battery-Gen 2028 | Build Battery-Gen | Firm Generation Capacity | 1 | 2025-07-01 | 0 | MW
0 | 0 | System | Battery | Build Battery-Gen 2028 | Build Battery-Gen | Firm Generation Capacity | 1 | 2025-10-01 | 0 | MW
Build Battery-Gen 2028_Firm Generation Capacity2026 | Build Battery-Gen_Firm Generation Capacity2026 | System | Battery | Build Battery-Gen 2028 | Build Battery-Gen | Firm Generation Capacity | 1 | 2026-01-01 | 0 | MW
0 | 0 | System | Battery | Build Battery-Gen 2028 | Build Battery-Gen | Firm Generation Capacity | 1 | 2026-04-01 | 0 | MW
0 | 0 | System | Battery | Build Battery-Gen 2028 | Build Battery-Gen | Firm Generation Capacity | 1 | 2026-07-01 | 0 | MW
0 | 0 | System | Battery | Build Battery-Gen 2028 | Build Battery-Gen | Firm Generation Capacity | 1 | 2026-10-01 | 0 | MW
Build Battery-Gen 2028_Firm Generation Capacity2027 | Build Battery-Gen_Firm Generation Capacity2027 | System | Battery | Build Battery-Gen 2028 | Build Battery-Gen | Firm Generation Capacity | 1 | 2027-01-01 | 0 | MW
0 | 0 | System | Battery | Build Battery-Gen 2028 | Build Battery-Gen | Firm Generation Capacity | 1 | 2027-04-01 | 0 | MW
0 | 0 | System | Battery | Build Battery-Gen 2028 | Build Battery-Gen | Firm Generation Capacity | 1 | 2027-07-01 | 0 | MW
0 | 0 | System | Battery | Build Battery-Gen 2028 | Build Battery-Gen | Firm Generation Capacity | 1 | 2027-10-01 | 0 | MW
Build Battery-Gen 2028_Firm Generation Capacity2028 | Build Battery-Gen_Firm Generation Capacity2028 | System | Battery | Build Battery-Gen 2028 | Build Battery-Gen | Firm Generation Capacity | 1 | 2028-01-01 | 0 | MW
0 | 0 | System | Battery | Build Battery-Gen 2028 | Build Battery-Gen | Firm Generation Capacity | 1 | 2028-04-01 | 0 | MW
0 | 0 | System | Battery | Build Battery-Gen 2028 | Build Battery-Gen | Firm Generation Capacity | 1 | 2028-07-01 | 0 | MW
0 | 0 | System | Battery | Build Battery-Gen 2028 | Build Battery-Gen | Firm Generation Capacity | 1 | 2028-10-01 | 0 | MW
Build Battery-Gen 2028_Firm Generation Capacity2029 | Build Battery-Gen_Firm Generation Capacity2029 | System | Battery | Build Battery-Gen 2028 | Build Battery-Gen | Firm Generation Capacity | 1 | 2029-01-01 | 0 | MW
0 | 0 | System | Battery | Build Battery-Gen 2028 | Build Battery-Gen | Firm Generation Capacity | 1 | 2029-04-01 | 0 | MW
0 | 0 | System | Battery | Build Battery-Gen 2028 | Build Battery-Gen | Firm Generation Capacity | 1 | 2029-07-01 | 0 | MW
0 | 0 | System | Battery | Build Battery-Gen 2028 | Build Battery-Gen | Firm Generation Capacity | 1 | 2029-10-01 | 0 | MW
Build Battery-Gen 2028_Firm Generation Capacity2030 | Build Battery-Gen_Firm Generation Capacity2030 | System | Battery | Build Battery-Gen 2028 | Build Battery-Gen | Firm Generation Capacity | 1 | 2030-01-01 | 0 | MW
0 | 0 | System | Battery | Build Battery-Gen 2028 | Build Battery-Gen | Firm Generation Capacity | 1 | 2030-04-01 | 0 | MW
0 | 0 | System | Battery | Build Battery-Gen 2028 | Build Battery-Gen | Firm Generation Capacity | 1 | 2030-07-01 | 0 | MW
0 | 0 | System | Battery | Build Battery-Gen 2028 | Build Battery-Gen | Firm Generation Capacity | 1 | 2030-10-01 | 0 | MW
Build Battery-Gen 2028_Firm Generation Capacity2031 | Build Battery-Gen_Firm Generation Capacity2031 | System | Battery | Build Battery-Gen 2028 | Build Battery-Gen | Firm Generation Capacity | 1 | 2031-01-01 | 0 | MW
0 | 0 | System | Battery | Build Battery-Gen 2028 | Build Battery-Gen | Firm Generation Capacity | 1 | 2031-04-01 | 0 | MW
0 | 0 | System | Battery | Build Battery-Gen 2028 | Build Battery-Gen | Firm Generation Capacity | 1 | 2031-07-01 | 0 | MW
0 | 0 | System | Battery | Build Battery-Gen 2028 | Build Battery-Gen | Firm Generation Capacity | 1 | 2031-10-01 | 0 | MW
Build Battery-Gen 2028_Firm Generation Capacity2032 | Build Battery-Gen_Firm Generation Capacity2032 | System | Battery | Build Battery-Gen 2028 | Build Battery-Gen | Firm Generation Capacity | 1 | 2032-01-01 | 0 | MW
0 | 0 | System | Battery | Build Battery-Gen 2028 | Build Battery-Gen | Firm Generation Capacity | 1 | 2032-04-01 | 0 | MW
0 | 0 | System | Battery | Build Battery-Gen 2028 | Build Battery-Gen | Firm Generation Capacity | 1 | 2032-07-01 | 0 | MW
0 | 0 | System | Battery | Build Battery-Gen 2028 | Build Battery-Gen | Firm Generation Capacity | 1 | 2032-10-01 | 0 | MW
Build Battery-Gen 2028_Firm Generation Capacity2033 | Build Battery-Gen_Firm Generation Capacity2033 | System | Battery | Build Battery-Gen 2028 | Build Battery-Gen | Firm Generation Capacity | 1 | 2033-01-01 | 0 | MW
0 | 0 | System | Battery | Build Battery-Gen 2028 | Build Battery-Gen | Firm Generation Capacity | 1 | 2033-04-01 | 0 | MW
0 | 0 | System | Battery | Build Battery-Gen 2028 | Build Battery-Gen | Firm Generation Capacity | 1 | 2033-07-01 | 0 | MW
0 | 0 | System | Battery | Build Battery-Gen 2028 | Build Battery-Gen | Firm Generation Capacity | 1 | 2033-10-01 | 0 | MW
Build Battery-Gen 2028_Firm Generation Capacity2034 | Build Battery-Gen_Firm Generation Capacity2034 | System | Battery | Build Battery-Gen 2028 | Build Battery-Gen | Firm Generation Capacity | 1 | 2034-01-01 | 0 | MW
0 | 0 | System | Battery | Build Battery-Gen 2028 | Build Battery-Gen | Firm Generation Capacity | 1 | 2034-04-01 | 0 | MW
0 | 0 | System | Battery | Build Battery-Gen 2028 | Build Battery-Gen | Firm Generation Capacity | 1 | 2034-07-01 | 0 | MW
0 | 0 | System | Battery | Build Battery-Gen 2028 | Build Battery-Gen | Firm Generation Capacity | 1 | 2034-10-01 | 0 | MW
Build Battery-Gen 2028_Firm Generation Capacity2035 | Build Battery-Gen_Firm Generation Capacity2035 | System | Battery | Build Battery-Gen 2028 | Build Battery-Gen | Firm Generation Capacity | 1 | 2035-01-01 | 0 | MW
0 | 0 | System | Battery | Build Battery-Gen 2028 | Build Battery-Gen | Firm Generation Capacity | 1 | 2035-04-01 | 0 | MW
0 | 0 | System | Battery | Build Battery-Gen 2028 | Build Battery-Gen | Firm Generation Capacity | 1 | 2035-07-01 | 0 | MW
0 | 0 | System | Battery | Build Battery-Gen 2028 | Build Battery-Gen | Firm Generation Capacity | 1 | 2035-10-01 | 0 | MW
Build Battery-Gen 2028_Firm Generation Capacity2036 | Build Battery-Gen_Firm Generation Capacity2036 | System | Battery | Build Battery-Gen 2028 | Build Battery-Gen | Firm Generation Capacity | 1 | 2036-01-01 | 0 | MW
0 | 0 | System | Battery | Build Battery-Gen 2028 | Build Battery-Gen | Firm Generation Capacity | 1 | 2036-04-01 | 0 | MW
0 | 0 | System | Battery | Build Battery-Gen 2028 | Build Battery-Gen | Firm Generation Capacity | 1 | 2036-07-01 | 0 | MW
0 | 0 | System | Battery | Build Battery-Gen 2028 | Build Battery-Gen | Firm Generation Capacity | 1 | 2036-10-01 | 0 | MW
Build Battery-Gen 2028_Firm Generation Capacity2037 | Build Battery-Gen_Firm Generation Capacity2037 | System | Battery | Build Battery-Gen 2028 | Build Battery-Gen | Firm Generation Capacity | 1 | 2037-01-01 | 0 | MW
0 | 0 | System | Battery | Build Battery-Gen 2028 | Build Battery-Gen | Firm Generation Capacity | 1 | 2037-04-01 | 0 | MW
0 | 0 | System | Battery | Build Battery-Gen 2028 | Build Battery-Gen | Firm Generation Capacity | 1 | 2037-07-01 | 0 | MW
0 | 0 | System | Battery | Build Battery-Gen 2028 | Build Battery-Gen | Firm Generation Capacity | 1 | 2037-10-01 | 0 | MW
Build Battery-Gen 2028_Firm Generation Capacity2038 | Build Battery-Gen_Firm Generation Capacity2038 | System | Battery | Build Battery-Gen 2028 | Build Battery-Gen | Firm Generation Capacity | 1 | 2038-01-01 | 0 | MW
0 | 0 | System | Battery | Build Battery-Gen 2028 | Build Battery-Gen | Firm Generation Capacity | 1 | 2038-04-01 | 0 | MW
0 | 0 | System | Battery | Build Battery-Gen 2028 | Build Battery-Gen | Firm Generation Capacity | 1 | 2038-07-01 | 0 | MW
0 | 0 | System | Battery | Build Battery-Gen 2028 | Build Battery-Gen | Firm Generation Capacity | 1 | 2038-10-01 | 0 | MW
Build Battery-Gen 2028_Firm Generation Capacity2039 | Build Battery-Gen_Firm Generation Capacity2039 | System | Battery | Build Battery-Gen 2028 | Build Battery-Gen | Firm Generation Capacity | 1 | 2039-01-01 | 0 | MW
0 | 0 | System | Battery | Build Battery-Gen 2028 | Build Battery-Gen | Firm Generation Capacity | 1 | 2039-04-01 | 0 | MW
0 | 0 | System | Battery | Build Battery-Gen 2028 | Build Battery-Gen | Firm Generation Capacity | 1 | 2039-07-01 | 0 | MW
0 | 0 | System | Battery | Build Battery-Gen 2028 | Build Battery-Gen | Firm Generation Capacity | 1 | 2039-10-01 | 0 | MW
Build Battery-Gen 2028_Firm Generation Capacity2040 | Build Battery-Gen_Firm Generation Capacity2040 | System | Battery | Build Battery-Gen 2028 | Build Battery-Gen | Firm Generation Capacity | 1 | 2040-01-01 | 0 | MW
0 | 0 | System | Battery | Build Battery-Gen 2028 | Build Battery-Gen | Firm Generation Capacity | 1 | 2040-04-01 | 0 | MW
0 | 0 | System | Battery | Build Battery-Gen 2028 | Build Battery-Gen | Firm Generation Capacity | 1 | 2040-07-01 | 0 | MW
0 | 0 | System | Battery | Build Battery-Gen 2028 | Build Battery-Gen | Firm Generation Capacity | 1 | 2040-10-01 | 0 | MW
Build Battery-Gen 2028_Firm Generation Capacity2041 | Build Battery-Gen_Firm Generation Capacity2041 | System | Battery | Build Battery-Gen 2028 | Build Battery-Gen | Firm Generation Capacity | 1 | 2041-01-01 | 0 | MW
0 | 0 | System | Battery | Build Battery-Gen 2028 | Build Battery-Gen | Firm Generation Capacity | 1 | 2041-04-01 | 0 | MW
0 | 0 | System | Battery | Build Battery-Gen 2028 | Build Battery-Gen | Firm Generation Capacity | 1 | 2041-07-01 | 0 | MW
0 | 0 | System | Battery | Build Battery-Gen 2028 | Build Battery-Gen | Firm Generation Capacity | 1 | 2041-10-01 | 0 | MW
Build Battery-Gen 2028_Firm Generation Capacity2042 | Build Battery-Gen_Firm Generation Capacity2042 | System | Battery | Build Battery-Gen 2028 | Build Battery-Gen | Firm Generation Capacity | 1 | 2042-01-01 | 0 | MW
0 | 0 | System | Battery | Build Battery-Gen 2028 | Build Battery-Gen | Firm Generation Capacity | 1 | 2042-04-01 | 0 | MW
0 | 0 | System | Battery | Build Battery-Gen 2028 | Build Battery-Gen | Firm Generation Capacity | 1 | 2042-07-01 | 0 | MW
0 | 0 | System | Battery | Build Battery-Gen 2028 | Build Battery-Gen | Firm Generation Capacity | 1 | 2042-10-01 | 0 | MW
Build Battery-Gen 2028_Firm Generation Capacity2043 | Build Battery-Gen_Firm Generation Capacity2043 | System | Battery | Build Battery-Gen 2028 | Build Battery-Gen | Firm Generation Capacity | 1 | 2043-01-01 | 0 | MW
0 | 0 | System | Battery | Build Battery-Gen 2028 | Build Battery-Gen | Firm Generation Capacity | 1 | 2043-04-01 | 0 | MW
0 | 0 | System | Battery | Build Battery-Gen 2028 | Build Battery-Gen | Firm Generation Capacity | 1 | 2043-07-01 | 0 | MW
0 | 0 | System | Battery | Build Battery-Gen 2028 | Build Battery-Gen | Firm Generation Capacity | 1 | 2043-10-01 | 0 | MW
Build Battery-Gen 2029_Firm Generation Capacity2024 | Build Battery-Gen_Firm Generation Capacity2024 | System | Battery | Build Battery-Gen 2029 | Build Battery-Gen | Firm Generation Capacity | 1 | 2024-01-01 | 0 | MW
0 | 0 | System | Battery | Build Battery-Gen 2029 | Build Battery-Gen | Firm Generation Capacity | 1 | 2024-04-01 | 0 | MW
0 | 0 | System | Battery | Build Battery-Gen 2029 | Build Battery-Gen | Firm Generation Capacity | 1 | 2024-07-01 | 0 | MW
0 | 0 | System | Battery | Build Battery-Gen 2029 | Build Battery-Gen | Firm Generation Capacity | 1 | 2024-10-01 | 0 | MW
Build Battery-Gen 2029_Firm Generation Capacity2025 | Build Battery-Gen_Firm Generation Capacity2025 | System | Battery | Build Battery-Gen 2029 | Build Battery-Gen | Firm Generation Capacity | 1 | 2025-01-01 | 0 | MW
0 | 0 | System | Battery | Build Battery-Gen 2029 | Build Battery-Gen | Firm Generation Capacity | 1 | 2025-04-01 | 0 | MW
0 | 0 | System | Battery | Build Battery-Gen 2029 | Build Battery-Gen | Firm Generation Capacity | 1 | 2025-07-01 | 0 | MW
0 | 0 | System | Battery | Build Battery-Gen 2029 | Build Battery-Gen | Firm Generation Capacity | 1 | 2025-10-01 | 0 | MW
Build Battery-Gen 2029_Firm Generation Capacity2026 | Build Battery-Gen_Firm Generation Capacity2026 | System | Battery | Build Battery-Gen 2029 | Build Battery-Gen | Firm Generation Capacity | 1 | 2026-01-01 | 0 | MW
0 | 0 | System | Battery | Build Battery-Gen 2029 | Build Battery-Gen | Firm Generation Capacity | 1 | 2026-04-01 | 0 | MW
0 | 0 | System | Battery | Build Battery-Gen 2029 | Build Battery-Gen | Firm Generation Capacity | 1 | 2026-07-01 | 0 | MW
0 | 0 | System | Battery | Build Battery-Gen 2029 | Build Battery-Gen | Firm Generation Capacity | 1 | 2026-10-01 | 0 | MW
Build Battery-Gen 2029_Firm Generation Capacity2027 | Build Battery-Gen_Firm Generation Capacity2027 | System | Battery | Build Battery-Gen 2029 | Build Battery-Gen | Firm Generation Capacity | 1 | 2027-01-01 | 0 | MW
0 | 0 | System | Battery | Build Battery-Gen 2029 | Build Battery-Gen | Firm Generation Capacity | 1 | 2027-04-01 | 0 | MW
0 | 0 | System | Battery | Build Battery-Gen 2029 | Build Battery-Gen | Firm Generation Capacity | 1 | 2027-07-01 | 0 | MW
0 | 0 | System | Battery | Build Battery-Gen 2029 | Build Battery-Gen | Firm Generation Capacity | 1 | 2027-10-01 | 0 | MW
Build Battery-Gen 2029_Firm Generation Capacity2028 | Build Battery-Gen_Firm Generation Capacity2028 | System | Battery | Build Battery-Gen 2029 | Build Battery-Gen | Firm Generation Capacity | 1 | 2028-01-01 | 0 | MW
0 | 0 | System | Battery | Build Battery-Gen 2029 | Build Battery-Gen | Firm Generation Capacity | 1 | 2028-04-01 | 0 | MW
0 | 0 | System | Battery | Build Battery-Gen 2029 | Build Battery-Gen | Firm Generation Capacity | 1 | 2028-07-01 | 0 | MW
0 | 0 | System | Battery | Build Battery-Gen 2029 | Build Battery-Gen | Firm Generation Capacity | 1 | 2028-10-01 | 0 | MW
Build Battery-Gen 2029_Firm Generation Capacity2029 | Build Battery-Gen_Firm Generation Capacity2029 | System | Battery | Build Battery-Gen 2029 | Build Battery-Gen | Firm Generation Capacity | 1 | 2029-01-01 | 0 | MW
0 | 0 | System | Battery | Build Battery-Gen 2029 | Build Battery-Gen | Firm Generation Capacity | 1 | 2029-04-01 | 0 | MW
0 | 0 | System | Battery | Build Battery-Gen 2029 | Build Battery-Gen | Firm Generation Capacity | 1 | 2029-07-01 | 0 | MW
0 | 0 | System | Battery | Build Battery-Gen 2029 | Build Battery-Gen | Firm Generation Capacity | 1 | 2029-10-01 | 0 | MW
Build Battery-Gen 2029_Firm Generation Capacity2030 | Build Battery-Gen_Firm Generation Capacity2030 | System | Battery | Build Battery-Gen 2029 | Build Battery-Gen | Firm Generation Capacity | 1 | 2030-01-01 | 0 | MW
0 | 0 | System | Battery | Build Battery-Gen 2029 | Build Battery-Gen | Firm Generation Capacity | 1 | 2030-04-01 | 0 | MW
0 | 0 | System | Battery | Build Battery-Gen 2029 | Build Battery-Gen | Firm Generation Capacity | 1 | 2030-07-01 | 0 | MW
0 | 0 | System | Battery | Build Battery-Gen 2029 | Build Battery-Gen | Firm Generation Capacity | 1 | 2030-10-01 | 0 | MW
Build Battery-Gen 2029_Firm Generation Capacity2031 | Build Battery-Gen_Firm Generation Capacity2031 | System | Battery | Build Battery-Gen 2029 | Build Battery-Gen | Firm Generation Capacity | 1 | 2031-01-01 | 0 | MW
0 | 0 | System | Battery | Build Battery-Gen 2029 | Build Battery-Gen | Firm Generation Capacity | 1 | 2031-04-01 | 0 | MW
0 | 0 | System | Battery | Build Battery-Gen 2029 | Build Battery-Gen | Firm Generation Capacity | 1 | 2031-07-01 | 0 | MW
0 | 0 | System | Battery | Build Battery-Gen 2029 | Build Battery-Gen | Firm Generation Capacity | 1 | 2031-10-01 | 0 | MW
Build Battery-Gen 2029_Firm Generation Capacity2032 | Build Battery-Gen_Firm Generation Capacity2032 | System | Battery | Build Battery-Gen 2029 | Build Battery-Gen | Firm Generation Capacity | 1 | 2032-01-01 | 0 | MW
0 | 0 | System | Battery | Build Battery-Gen 2029 | Build Battery-Gen | Firm Generation Capacity | 1 | 2032-04-01 | 0 | MW
0 | 0 | System | Battery | Build Battery-Gen 2029 | Build Battery-Gen | Firm Generation Capacity | 1 | 2032-07-01 | 0 | MW
0 | 0 | System | Battery | Build Battery-Gen 2029 | Build Battery-Gen | Firm Generation Capacity | 1 | 2032-10-01 | 0 | MW
Build Battery-Gen 2029_Firm Generation Capacity2033 | Build Battery-Gen_Firm Generation Capacity2033 | System | Battery | Build Battery-Gen 2029 | Build Battery-Gen | Firm Generation Capacity | 1 | 2033-01-01 | 0 | MW
0 | 0 | System | Battery | Build Battery-Gen 2029 | Build Battery-Gen | Firm Generation Capacity | 1 | 2033-04-01 | 0 | MW
0 | 0 | System | Battery | Build Battery-Gen 2029 | Build Battery-Gen | Firm Generation Capacity | 1 | 2033-07-01 | 0 | MW
0 | 0 | System | Battery | Build Battery-Gen 2029 | Build Battery-Gen | Firm Generation Capacity | 1 | 2033-10-01 | 0 | MW
Build Battery-Gen 2029_Firm Generation Capacity2034 | Build Battery-Gen_Firm Generation Capacity2034 | System | Battery | Build Battery-Gen 2029 | Build Battery-Gen | Firm Generation Capacity | 1 | 2034-01-01 | 0 | MW
0 | 0 | System | Battery | Build Battery-Gen 2029 | Build Battery-Gen | Firm Generation Capacity | 1 | 2034-04-01 | 0 | MW
0 | 0 | System | Battery | Build Battery-Gen 2029 | Build Battery-Gen | Firm Generation Capacity | 1 | 2034-07-01 | 0 | MW
0 | 0 | System | Battery | Build Battery-Gen 2029 | Build Battery-Gen | Firm Generation Capacity | 1 | 2034-10-01 | 0 | MW
Build Battery-Gen 2029_Firm Generation Capacity2035 | Build Battery-Gen_Firm Generation Capacity2035 | System | Battery | Build Battery-Gen 2029 | Build Battery-Gen | Firm Generation Capacity | 1 | 2035-01-01 | 0 | MW
0 | 0 | System | Battery | Build Battery-Gen 2029 | Build Battery-Gen | Firm Generation Capacity | 1 | 2035-04-01 | 0 | MW
0 | 0 | System | Battery | Build Battery-Gen 2029 | Build Battery-Gen | Firm Generation Capacity | 1 | 2035-07-01 | 0 | MW
0 | 0 | System | Battery | Build Battery-Gen 2029 | Build Battery-Gen | Firm Generation Capacity | 1 | 2035-10-01 | 0 | MW
Build Battery-Gen 2029_Firm Generation Capacity2036 | Build Battery-Gen_Firm Generation Capacity2036 | System | Battery | Build Battery-Gen 2029 | Build Battery-Gen | Firm Generation Capacity | 1 | 2036-01-01 | 0 | MW
0 | 0 | System | Battery | Build Battery-Gen 2029 | Build Battery-Gen | Firm Generation Capacity | 1 | 2036-04-01 | 0 | MW
0 | 0 | System | Battery | Build Battery-Gen 2029 | Build Battery-Gen | Firm Generation Capacity | 1 | 2036-07-01 | 0 | MW
0 | 0 | System | Battery | Build Battery-Gen 2029 | Build Battery-Gen | Firm Generation Capacity | 1 | 2036-10-01 | 0 | MW
Build Battery-Gen 2029_Firm Generation Capacity2037 | Build Battery-Gen_Firm Generation Capacity2037 | System | Battery | Build Battery-Gen 2029 | Build Battery-Gen | Firm Generation Capacity | 1 | 2037-01-01 | 0 | MW
0 | 0 | System | Battery | Build Battery-Gen 2029 | Build Battery-Gen | Firm Generation Capacity | 1 | 2037-04-01 | 0 | MW
0 | 0 | System | Battery | Build Battery-Gen 2029 | Build Battery-Gen | Firm Generation Capacity | 1 | 2037-07-01 | 0 | MW
0 | 0 | System | Battery | Build Battery-Gen 2029 | Build Battery-Gen | Firm Generation Capacity | 1 | 2037-10-01 | 0 | MW
Build Battery-Gen 2029_Firm Generation Capacity2038 | Build Battery-Gen_Firm Generation Capacity2038 | System | Battery | Build Battery-Gen 2029 | Build Battery-Gen | Firm Generation Capacity | 1 | 2038-01-01 | 0 | MW
0 | 0 | System | Battery | Build Battery-Gen 2029 | Build Battery-Gen | Firm Generation Capacity | 1 | 2038-04-01 | 0 | MW
0 | 0 | System | Battery | Build Battery-Gen 2029 | Build Battery-Gen | Firm Generation Capacity | 1 | 2038-07-01 | 0 | MW
0 | 0 | System | Battery | Build Battery-Gen 2029 | Build Battery-Gen | Firm Generation Capacity | 1 | 2038-10-01 | 0 | MW
Build Battery-Gen 2029_Firm Generation Capacity2039 | Build Battery-Gen_Firm Generation Capacity2039 | System | Battery | Build Battery-Gen 2029 | Build Battery-Gen | Firm Generation Capacity | 1 | 2039-01-01 | 0 | MW
0 | 0 | System | Battery | Build Battery-Gen 2029 | Build Battery-Gen | Firm Generation Capacity | 1 | 2039-04-01 | 0 | MW
0 | 0 | System | Battery | Build Battery-Gen 2029 | Build Battery-Gen | Firm Generation Capacity | 1 | 2039-07-01 | 0 | MW
0 | 0 | System | Battery | Build Battery-Gen 2029 | Build Battery-Gen | Firm Generation Capacity | 1 | 2039-10-01 | 0 | MW
Build Battery-Gen 2029_Firm Generation Capacity2040 | Build Battery-Gen_Firm Generation Capacity2040 | System | Battery | Build Battery-Gen 2029 | Build Battery-Gen | Firm Generation Capacity | 1 | 2040-01-01 | 0 | MW
0 | 0 | System | Battery | Build Battery-Gen 2029 | Build Battery-Gen | Firm Generation Capacity | 1 | 2040-04-01 | 0 | MW
0 | 0 | System | Battery | Build Battery-Gen 2029 | Build Battery-Gen | Firm Generation Capacity | 1 | 2040-07-01 | 0 | MW
0 | 0 | System | Battery | Build Battery-Gen 2029 | Build Battery-Gen | Firm Generation Capacity | 1 | 2040-10-01 | 0 | MW
Build Battery-Gen 2029_Firm Generation Capacity2041 | Build Battery-Gen_Firm Generation Capacity2041 | System | Battery | Build Battery-Gen 2029 | Build Battery-Gen | Firm Generation Capacity | 1 | 2041-01-01 | 0 | MW
0 | 0 | System | Battery | Build Battery-Gen 2029 | Build Battery-Gen | Firm Generation Capacity | 1 | 2041-04-01 | 0 | MW
0 | 0 | System | Battery | Build Battery-Gen 2029 | Build Battery-Gen | Firm Generation Capacity | 1 | 2041-07-01 | 0 | MW
0 | 0 | System | Battery | Build Battery-Gen 2029 | Build Battery-Gen | Firm Generation Capacity | 1 | 2041-10-01 | 0 | MW
Build Battery-Gen 2029_Firm Generation Capacity2042 | Build Battery-Gen_Firm Generation Capacity2042 | System | Battery | Build Battery-Gen 2029 | Build Battery-Gen | Firm Generation Capacity | 1 | 2042-01-01 | 0 | MW
0 | 0 | System | Battery | Build Battery-Gen 2029 | Build Battery-Gen | Firm Generation Capacity | 1 | 2042-04-01 | 0 | MW
0 | 0 | System | Battery | Build Battery-Gen 2029 | Build Battery-Gen | Firm Generation Capacity | 1 | 2042-07-01 | 0 | MW
0 | 0 | System | Battery | Build Battery-Gen 2029 | Build Battery-Gen | Firm Generation Capacity | 1 | 2042-10-01 | 0 | MW
Build Battery-Gen 2029_Firm Generation Capacity2043 | Build Battery-Gen_Firm Generation Capacity2043 | System | Battery | Build Battery-Gen 2029 | Build Battery-Gen | Firm Generation Capacity | 1 | 2043-01-01 | 0 | MW
0 | 0 | System | Battery | Build Battery-Gen 2029 | Build Battery-Gen | Firm Generation Capacity | 1 | 2043-04-01 | 0 | MW
0 | 0 | System | Battery | Build Battery-Gen 2029 | Build Battery-Gen | Firm Generation Capacity | 1 | 2043-07-01 | 0 | MW
0 | 0 | System | Battery | Build Battery-Gen 2029 | Build Battery-Gen | Firm Generation Capacity | 1 | 2043-10-01 | 0 | MW
Build Battery-Gen 2030_Firm Generation Capacity2024 | Build Battery-Gen_Firm Generation Capacity2024 | System | Battery | Build Battery-Gen 2030 | Build Battery-Gen | Firm Generation Capacity | 1 | 2024-01-01 | 0 | MW
0 | 0 | System | Battery | Build Battery-Gen 2030 | Build Battery-Gen | Firm Generation Capacity | 1 | 2024-04-01 | 0 | MW
0 | 0 | System | Battery | Build Battery-Gen 2030 | Build Battery-Gen | Firm Generation Capacity | 1 | 2024-07-01 | 0 | MW
0 | 0 | System | Battery | Build Battery-Gen 2030 | Build Battery-Gen | Firm Generation Capacity | 1 | 2024-10-01 | 0 | MW
Build Battery-Gen 2030_Firm Generation Capacity2025 | Build Battery-Gen_Firm Generation Capacity2025 | System | Battery | Build Battery-Gen 2030 | Build Battery-Gen | Firm Generation Capacity | 1 | 2025-01-01 | 0 | MW
0 | 0 | System | Battery | Build Battery-Gen 2030 | Build Battery-Gen | Firm Generation Capacity | 1 | 2025-04-01 | 0 | MW
0 | 0 | System | Battery | Build Battery-Gen 2030 | Build Battery-Gen | Firm Generation Capacity | 1 | 2025-07-01 | 0 | MW
0 | 0 | System | Battery | Build Battery-Gen 2030 | Build Battery-Gen | Firm Generation Capacity | 1 | 2025-10-01 | 0 | MW
Build Battery-Gen 2030_Firm Generation Capacity2026 | Build Battery-Gen_Firm Generation Capacity2026 | System | Battery | Build Battery-Gen 2030 | Build Battery-Gen | Firm Generation Capacity | 1 | 2026-01-01 | 0 | MW
0 | 0 | System | Battery | Build Battery-Gen 2030 | Build Battery-Gen | Firm Generation Capacity | 1 | 2026-04-01 | 0 | MW
0 | 0 | System | Battery | Build Battery-Gen 2030 | Build Battery-Gen | Firm Generation Capacity | 1 | 2026-07-01 | 0 | MW
0 | 0 | System | Battery | Build Battery-Gen 2030 | Build Battery-Gen | Firm Generation Capacity | 1 | 2026-10-01 | 0 | MW
Build Battery-Gen 2030_Firm Generation Capacity2027 | Build Battery-Gen_Firm Generation Capacity2027 | System | Battery | Build Battery-Gen 2030 | Build Battery-Gen | Firm Generation Capacity | 1 | 2027-01-01 | 0 | MW
0 | 0 | System | Battery | Build Battery-Gen 2030 | Build Battery-Gen | Firm Generation Capacity | 1 | 2027-04-01 | 0 | MW
0 | 0 | System | Battery | Build Battery-Gen 2030 | Build Battery-Gen | Firm Generation Capacity | 1 | 2027-07-01 | 0 | MW
0 | 0 | System | Battery | Build Battery-Gen 2030 | Build Battery-Gen | Firm Generation Capacity | 1 | 2027-10-01 | 0 | MW
Build Battery-Gen 2030_Firm Generation Capacity2028 | Build Battery-Gen_Firm Generation Capacity2028 | System | Battery | Build Battery-Gen 2030 | Build Battery-Gen | Firm Generation Capacity | 1 | 2028-01-01 | 0 | MW
0 | 0 | System | Battery | Build Battery-Gen 2030 | Build Battery-Gen | Firm Generation Capacity | 1 | 2028-04-01 | 0 | MW
0 | 0 | System | Battery | Build Battery-Gen 2030 | Build Battery-Gen | Firm Generation Capacity | 1 | 2028-07-01 | 0 | MW
0 | 0 | System | Battery | Build Battery-Gen 2030 | Build Battery-Gen | Firm Generation Capacity | 1 | 2028-10-01 | 0 | MW
Build Battery-Gen 2030_Firm Generation Capacity2029 | Build Battery-Gen_Firm Generation Capacity2029 | System | Battery | Build Battery-Gen 2030 | Build Battery-Gen | Firm Generation Capacity | 1 | 2029-01-01 | 0 | MW
0 | 0 | System | Battery | Build Battery-Gen 2030 | Build Battery-Gen | Firm Generation Capacity | 1 | 2029-04-01 | 0 | MW
0 | 0 | System | Battery | Build Battery-Gen 2030 | Build Battery-Gen | Firm Generation Capacity | 1 | 2029-07-01 | 0 | MW
0 | 0 | System | Battery | Build Battery-Gen 2030 | Build Battery-Gen | Firm Generation Capacity | 1 | 2029-10-01 | 0 | MW
Build Battery-Gen 2030_Firm Generation Capacity2030 | Build Battery-Gen_Firm Generation Capacity2030 | System | Battery | Build Battery-Gen 2030 | Build Battery-Gen | Firm Generation Capacity | 1 | 2030-01-01 | 0 | MW
0 | 0 | System | Battery | Build Battery-Gen 2030 | Build Battery-Gen | Firm Generation Capacity | 1 | 2030-04-01 | 0 | MW
0 | 0 | System | Battery | Build Battery-Gen 2030 | Build Battery-Gen | Firm Generation Capacity | 1 | 2030-07-01 | 0 | MW
0 | 0 | System | Battery | Build Battery-Gen 2030 | Build Battery-Gen | Firm Generation Capacity | 1 | 2030-10-01 | 0 | MW
Build Battery-Gen 2030_Firm Generation Capacity2031 | Build Battery-Gen_Firm Generation Capacity2031 | System | Battery | Build Battery-Gen 2030 | Build Battery-Gen | Firm Generation Capacity | 1 | 2031-01-01 | 0 | MW
0 | 0 | System | Battery | Build Battery-Gen 2030 | Build Battery-Gen | Firm Generation Capacity | 1 | 2031-04-01 | 0 | MW
0 | 0 | System | Battery | Build Battery-Gen 2030 | Build Battery-Gen | Firm Generation Capacity | 1 | 2031-07-01 | 0 | MW
0 | 0 | System | Battery | Build Battery-Gen 2030 | Build Battery-Gen | Firm Generation Capacity | 1 | 2031-10-01 | 0 | MW
Build Battery-Gen 2030_Firm Generation Capacity2032 | Build Battery-Gen_Firm Generation Capacity2032 | System | Battery | Build Battery-Gen 2030 | Build Battery-Gen | Firm Generation Capacity | 1 | 2032-01-01 | 0 | MW
0 | 0 | System | Battery | Build Battery-Gen 2030 | Build Battery-Gen | Firm Generation Capacity | 1 | 2032-04-01 | 0 | MW
0 | 0 | System | Battery | Build Battery-Gen 2030 | Build Battery-Gen | Firm Generation Capacity | 1 | 2032-07-01 | 0 | MW
0 | 0 | System | Battery | Build Battery-Gen 2030 | Build Battery-Gen | Firm Generation Capacity | 1 | 2032-10-01 | 0 | MW
Build Battery-Gen 2030_Firm Generation Capacity2033 | Build Battery-Gen_Firm Generation Capacity2033 | System | Battery | Build Battery-Gen 2030 | Build Battery-Gen | Firm Generation Capacity | 1 | 2033-01-01 | 0 | MW
0 | 0 | System | Battery | Build Battery-Gen 2030 | Build Battery-Gen | Firm Generation Capacity | 1 | 2033-04-01 | 0 | MW
0 | 0 | System | Battery | Build Battery-Gen 2030 | Build Battery-Gen | Firm Generation Capacity | 1 | 2033-07-01 | 0 | MW
0 | 0 | System | Battery | Build Battery-Gen 2030 | Build Battery-Gen | Firm Generation Capacity | 1 | 2033-10-01 | 0 | MW
Build Battery-Gen 2030_Firm Generation Capacity2034 | Build Battery-Gen_Firm Generation Capacity2034 | System | Battery | Build Battery-Gen 2030 | Build Battery-Gen | Firm Generation Capacity | 1 | 2034-01-01 | 0 | MW
0 | 0 | System | Battery | Build Battery-Gen 2030 | Build Battery-Gen | Firm Generation Capacity | 1 | 2034-04-01 | 0 | MW
0 | 0 | System | Battery | Build Battery-Gen 2030 | Build Battery-Gen | Firm Generation Capacity | 1 | 2034-07-01 | 0 | MW
0 | 0 | System | Battery | Build Battery-Gen 2030 | Build Battery-Gen | Firm Generation Capacity | 1 | 2034-10-01 | 0 | MW
Build Battery-Gen 2030_Firm Generation Capacity2035 | Build Battery-Gen_Firm Generation Capacity2035 | System | Battery | Build Battery-Gen 2030 | Build Battery-Gen | Firm Generation Capacity | 1 | 2035-01-01 | 0 | MW
0 | 0 | System | Battery | Build Battery-Gen 2030 | Build Battery-Gen | Firm Generation Capacity | 1 | 2035-04-01 | 0 | MW
0 | 0 | System | Battery | Build Battery-Gen 2030 | Build Battery-Gen | Firm Generation Capacity | 1 | 2035-07-01 | 0 | MW
0 | 0 | System | Battery | Build Battery-Gen 2030 | Build Battery-Gen | Firm Generation Capacity | 1 | 2035-10-01 | 0 | MW
Build Battery-Gen 2030_Firm Generation Capacity2036 | Build Battery-Gen_Firm Generation Capacity2036 | System | Battery | Build Battery-Gen 2030 | Build Battery-Gen | Firm Generation Capacity | 1 | 2036-01-01 | 0 | MW
0 | 0 | System | Battery | Build Battery-Gen 2030 | Build Battery-Gen | Firm Generation Capacity | 1 | 2036-04-01 | 0 | MW
0 | 0 | System | Battery | Build Battery-Gen 2030 | Build Battery-Gen | Firm Generation Capacity | 1 | 2036-07-01 | 0 | MW
0 | 0 | System | Battery | Build Battery-Gen 2030 | Build Battery-Gen | Firm Generation Capacity | 1 | 2036-10-01 | 0 | MW
Build Battery-Gen 2030_Firm Generation Capacity2037 | Build Battery-Gen_Firm Generation Capacity2037 | System | Battery | Build Battery-Gen 2030 | Build Battery-Gen | Firm Generation Capacity | 1 | 2037-01-01 | 0 | MW
0 | 0 | System | Battery | Build Battery-Gen 2030 | Build Battery-Gen | Firm Generation Capacity | 1 | 2037-04-01 | 0 | MW
0 | 0 | System | Battery | Build Battery-Gen 2030 | Build Battery-Gen | Firm Generation Capacity | 1 | 2037-07-01 | 0 | MW
0 | 0 | System | Battery | Build Battery-Gen 2030 | Build Battery-Gen | Firm Generation Capacity | 1 | 2037-10-01 | 0 | MW
Build Battery-Gen 2030_Firm Generation Capacity2038 | Build Battery-Gen_Firm Generation Capacity2038 | System | Battery | Build Battery-Gen 2030 | Build Battery-Gen | Firm Generation Capacity | 1 | 2038-01-01 | 0 | MW
0 | 0 | System | Battery | Build Battery-Gen 2030 | Build Battery-Gen | Firm Generation Capacity | 1 | 2038-04-01 | 0 | MW
0 | 0 | System | Battery | Build Battery-Gen 2030 | Build Battery-Gen | Firm Generation Capacity | 1 | 2038-07-01 | 0 | MW
0 | 0 | System | Battery | Build Battery-Gen 2030 | Build Battery-Gen | Firm Generation Capacity | 1 | 2038-10-01 | 0 | MW
Build Battery-Gen 2030_Firm Generation Capacity2039 | Build Battery-Gen_Firm Generation Capacity2039 | System | Battery | Build Battery-Gen 2030 | Build Battery-Gen | Firm Generation Capacity | 1 | 2039-01-01 | 0 | MW
0 | 0 | System | Battery | Build Battery-Gen 2030 | Build Battery-Gen | Firm Generation Capacity | 1 | 2039-04-01 | 0 | MW
0 | 0 | System | Battery | Build Battery-Gen 2030 | Build Battery-Gen | Firm Generation Capacity | 1 | 2039-07-01 | 0 | MW
0 | 0 | System | Battery | Build Battery-Gen 2030 | Build Battery-Gen | Firm Generation Capacity | 1 | 2039-10-01 | 0 | MW
Build Battery-Gen 2030_Firm Generation Capacity2040 | Build Battery-Gen_Firm Generation Capacity2040 | System | Battery | Build Battery-Gen 2030 | Build Battery-Gen | Firm Generation Capacity | 1 | 2040-01-01 | 0 | MW
0 | 0 | System | Battery | Build Battery-Gen 2030 | Build Battery-Gen | Firm Generation Capacity | 1 | 2040-04-01 | 0 | MW
0 | 0 | System | Battery | Build Battery-Gen 2030 | Build Battery-Gen | Firm Generation Capacity | 1 | 2040-07-01 | 0 | MW
0 | 0 | System | Battery | Build Battery-Gen 2030 | Build Battery-Gen | Firm Generation Capacity | 1 | 2040-10-01 | 0 | MW
Build Battery-Gen 2030_Firm Generation Capacity2041 | Build Battery-Gen_Firm Generation Capacity2041 | System | Battery | Build Battery-Gen 2030 | Build Battery-Gen | Firm Generation Capacity | 1 | 2041-01-01 | 0 | MW
0 | 0 | System | Battery | Build Battery-Gen 2030 | Build Battery-Gen | Firm Generation Capacity | 1 | 2041-04-01 | 0 | MW
0 | 0 | System | Battery | Build Battery-Gen 2030 | Build Battery-Gen | Firm Generation Capacity | 1 | 2041-07-01 | 0 | MW
0 | 0 | System | Battery | Build Battery-Gen 2030 | Build Battery-Gen | Firm Generation Capacity | 1 | 2041-10-01 | 0 | MW
Build Battery-Gen 2030_Firm Generation Capacity2042 | Build Battery-Gen_Firm Generation Capacity2042 | System | Battery | Build Battery-Gen 2030 | Build Battery-Gen | Firm Generation Capacity | 1 | 2042-01-01 | 0 | MW
0 | 0 | System | Battery | Build Battery-Gen 2030 | Build Battery-Gen | Firm Generation Capacity | 1 | 2042-04-01 | 0 | MW
0 | 0 | System | Battery | Build Battery-Gen 2030 | Build Battery-Gen | Firm Generation Capacity | 1 | 2042-07-01 | 0 | MW
0 | 0 | System | Battery | Build Battery-Gen 2030 | Build Battery-Gen | Firm Generation Capacity | 1 | 2042-10-01 | 0 | MW
Build Battery-Gen 2030_Firm Generation Capacity2043 | Build Battery-Gen_Firm Generation Capacity2043 | System | Battery | Build Battery-Gen 2030 | Build Battery-Gen | Firm Generation Capacity | 1 | 2043-01-01 | 0 | MW
0 | 0 | System | Battery | Build Battery-Gen 2030 | Build Battery-Gen | Firm Generation Capacity | 1 | 2043-04-01 | 0 | MW
0 | 0 | System | Battery | Build Battery-Gen 2030 | Build Battery-Gen | Firm Generation Capacity | 1 | 2043-07-01 | 0 | MW
0 | 0 | System | Battery | Build Battery-Gen 2030 | Build Battery-Gen | Firm Generation Capacity | 1 | 2043-10-01 | 0 | MW
Build Battery-Gen 2031_Firm Generation Capacity2024 | Build Battery-Gen_Firm Generation Capacity2024 | System | Battery | Build Battery-Gen 2031 | Build Battery-Gen | Firm Generation Capacity | 1 | 2024-01-01 | 0 | MW
0 | 0 | System | Battery | Build Battery-Gen 2031 | Build Battery-Gen | Firm Generation Capacity | 1 | 2024-04-01 | 0 | MW
0 | 0 | System | Battery | Build Battery-Gen 2031 | Build Battery-Gen | Firm Generation Capacity | 1 | 2024-07-01 | 0 | MW
0 | 0 | System | Battery | Build Battery-Gen 2031 | Build Battery-Gen | Firm Generation Capacity | 1 | 2024-10-01 | 0 | MW
Build Battery-Gen 2031_Firm Generation Capacity2025 | Build Battery-Gen_Firm Generation Capacity2025 | System | Battery | Build Battery-Gen 2031 | Build Battery-Gen | Firm Generation Capacity | 1 | 2025-01-01 | 0 | MW
0 | 0 | System | Battery | Build Battery-Gen 2031 | Build Battery-Gen | Firm Generation Capacity | 1 | 2025-04-01 | 0 | MW
0 | 0 | System | Battery | Build Battery-Gen 2031 | Build Battery-Gen | Firm Generation Capacity | 1 | 2025-07-01 | 0 | MW
0 | 0 | System | Battery | Build Battery-Gen 2031 | Build Battery-Gen | Firm Generation Capacity | 1 | 2025-10-01 | 0 | MW
Build Battery-Gen 2031_Firm Generation Capacity2026 | Build Battery-Gen_Firm Generation Capacity2026 | System | Battery | Build Battery-Gen 2031 | Build Battery-Gen | Firm Generation Capacity | 1 | 2026-01-01 | 0 | MW
0 | 0 | System | Battery | Build Battery-Gen 2031 | Build Battery-Gen | Firm Generation Capacity | 1 | 2026-04-01 | 0 | MW
0 | 0 | System | Battery | Build Battery-Gen 2031 | Build Battery-Gen | Firm Generation Capacity | 1 | 2026-07-01 | 0 | MW
0 | 0 | System | Battery | Build Battery-Gen 2031 | Build Battery-Gen | Firm Generation Capacity | 1 | 2026-10-01 | 0 | MW
Build Battery-Gen 2031_Firm Generation Capacity2027 | Build Battery-Gen_Firm Generation Capacity2027 | System | Battery | Build Battery-Gen 2031 | Build Battery-Gen | Firm Generation Capacity | 1 | 2027-01-01 | 0 | MW
0 | 0 | System | Battery | Build Battery-Gen 2031 | Build Battery-Gen | Firm Generation Capacity | 1 | 2027-04-01 | 0 | MW
0 | 0 | System | Battery | Build Battery-Gen 2031 | Build Battery-Gen | Firm Generation Capacity | 1 | 2027-07-01 | 0 | MW
0 | 0 | System | Battery | Build Battery-Gen 2031 | Build Battery-Gen | Firm Generation Capacity | 1 | 2027-10-01 | 0 | MW
Build Battery-Gen 2031_Firm Generation Capacity2028 | Build Battery-Gen_Firm Generation Capacity2028 | System | Battery | Build Battery-Gen 2031 | Build Battery-Gen | Firm Generation Capacity | 1 | 2028-01-01 | 0 | MW
0 | 0 | System | Battery | Build Battery-Gen 2031 | Build Battery-Gen | Firm Generation Capacity | 1 | 2028-04-01 | 0 | MW
0 | 0 | System | Battery | Build Battery-Gen 2031 | Build Battery-Gen | Firm Generation Capacity | 1 | 2028-07-01 | 0 | MW
0 | 0 | System | Battery | Build Battery-Gen 2031 | Build Battery-Gen | Firm Generation Capacity | 1 | 2028-10-01 | 0 | MW
Build Battery-Gen 2031_Firm Generation Capacity2029 | Build Battery-Gen_Firm Generation Capacity2029 | System | Battery | Build Battery-Gen 2031 | Build Battery-Gen | Firm Generation Capacity | 1 | 2029-01-01 | 0 | MW
0 | 0 | System | Battery | Build Battery-Gen 2031 | Build Battery-Gen | Firm Generation Capacity | 1 | 2029-04-01 | 0 | MW
0 | 0 | System | Battery | Build Battery-Gen 2031 | Build Battery-Gen | Firm Generation Capacity | 1 | 2029-07-01 | 0 | MW
0 | 0 | System | Battery | Build Battery-Gen 2031 | Build Battery-Gen | Firm Generation Capacity | 1 | 2029-10-01 | 0 | MW
Build Battery-Gen 2031_Firm Generation Capacity2030 | Build Battery-Gen_Firm Generation Capacity2030 | System | Battery | Build Battery-Gen 2031 | Build Battery-Gen | Firm Generation Capacity | 1 | 2030-01-01 | 0 | MW
0 | 0 | System | Battery | Build Battery-Gen 2031 | Build Battery-Gen | Firm Generation Capacity | 1 | 2030-04-01 | 0 | MW
0 | 0 | System | Battery | Build Battery-Gen 2031 | Build Battery-Gen | Firm Generation Capacity | 1 | 2030-07-01 | 0 | MW
0 | 0 | System | Battery | Build Battery-Gen 2031 | Build Battery-Gen | Firm Generation Capacity | 1 | 2030-10-01 | 0 | MW
Build Battery-Gen 2031_Firm Generation Capacity2031 | Build Battery-Gen_Firm Generation Capacity2031 | System | Battery | Build Battery-Gen 2031 | Build Battery-Gen | Firm Generation Capacity | 1 | 2031-01-01 | 0 | MW
0 | 0 | System | Battery | Build Battery-Gen 2031 | Build Battery-Gen | Firm Generation Capacity | 1 | 2031-04-01 | 0 | MW
0 | 0 | System | Battery | Build Battery-Gen 2031 | Build Battery-Gen | Firm Generation Capacity | 1 | 2031-07-01 | 0 | MW
0 | 0 | System | Battery | Build Battery-Gen 2031 | Build Battery-Gen | Firm Generation Capacity | 1 | 2031-10-01 | 0 | MW
Build Battery-Gen 2031_Firm Generation Capacity2032 | Build Battery-Gen_Firm Generation Capacity2032 | System | Battery | Build Battery-Gen 2031 | Build Battery-Gen | Firm Generation Capacity | 1 | 2032-01-01 | 0 | MW
0 | 0 | System | Battery | Build Battery-Gen 2031 | Build Battery-Gen | Firm Generation Capacity | 1 | 2032-04-01 | 0 | MW
0 | 0 | System | Battery | Build Battery-Gen 2031 | Build Battery-Gen | Firm Generation Capacity | 1 | 2032-07-01 | 0 | MW
0 | 0 | System | Battery | Build Battery-Gen 2031 | Build Battery-Gen | Firm Generation Capacity | 1 | 2032-10-01 | 0 | MW
Build Battery-Gen 2031_Firm Generation Capacity2033 | Build Battery-Gen_Firm Generation Capacity2033 | System | Battery | Build Battery-Gen 2031 | Build Battery-Gen | Firm Generation Capacity | 1 | 2033-01-01 | 0 | MW
0 | 0 | System | Battery | Build Battery-Gen 2031 | Build Battery-Gen | Firm Generation Capacity | 1 | 2033-04-01 | 0 | MW
0 | 0 | System | Battery | Build Battery-Gen 2031 | Build Battery-Gen | Firm Generation Capacity | 1 | 2033-07-01 | 0 | MW
0 | 0 | System | Battery | Build Battery-Gen 2031 | Build Battery-Gen | Firm Generation Capacity | 1 | 2033-10-01 | 0 | MW
Build Battery-Gen 2031_Firm Generation Capacity2034 | Build Battery-Gen_Firm Generation Capacity2034 | System | Battery | Build Battery-Gen 2031 | Build Battery-Gen | Firm Generation Capacity | 1 | 2034-01-01 | 0 | MW
0 | 0 | System | Battery | Build Battery-Gen 2031 | Build Battery-Gen | Firm Generation Capacity | 1 | 2034-04-01 | 0 | MW
0 | 0 | System | Battery | Build Battery-Gen 2031 | Build Battery-Gen | Firm Generation Capacity | 1 | 2034-07-01 | 0 | MW
0 | 0 | System | Battery | Build Battery-Gen 2031 | Build Battery-Gen | Firm Generation Capacity | 1 | 2034-10-01 | 0 | MW
Build Battery-Gen 2031_Firm Generation Capacity2035 | Build Battery-Gen_Firm Generation Capacity2035 | System | Battery | Build Battery-Gen 2031 | Build Battery-Gen | Firm Generation Capacity | 1 | 2035-01-01 | 0 | MW
0 | 0 | System | Battery | Build Battery-Gen 2031 | Build Battery-Gen | Firm Generation Capacity | 1 | 2035-04-01 | 0 | MW
0 | 0 | System | Battery | Build Battery-Gen 2031 | Build Battery-Gen | Firm Generation Capacity | 1 | 2035-07-01 | 0 | MW
0 | 0 | System | Battery | Build Battery-Gen 2031 | Build Battery-Gen | Firm Generation Capacity | 1 | 2035-10-01 | 0 | MW
Build Battery-Gen 2031_Firm Generation Capacity2036 | Build Battery-Gen_Firm Generation Capacity2036 | System | Battery | Build Battery-Gen 2031 | Build Battery-Gen | Firm Generation Capacity | 1 | 2036-01-01 | 0 | MW
0 | 0 | System | Battery | Build Battery-Gen 2031 | Build Battery-Gen | Firm Generation Capacity | 1 | 2036-04-01 | 0 | MW
0 | 0 | System | Battery | Build Battery-Gen 2031 | Build Battery-Gen | Firm Generation Capacity | 1 | 2036-07-01 | 0 | MW
0 | 0 | System | Battery | Build Battery-Gen 2031 | Build Battery-Gen | Firm Generation Capacity | 1 | 2036-10-01 | 0 | MW
Build Battery-Gen 2031_Firm Generation Capacity2037 | Build Battery-Gen_Firm Generation Capacity2037 | System | Battery | Build Battery-Gen 2031 | Build Battery-Gen | Firm Generation Capacity | 1 | 2037-01-01 | 0 | MW
0 | 0 | System | Battery | Build Battery-Gen 2031 | Build Battery-Gen | Firm Generation Capacity | 1 | 2037-04-01 | 0 | MW
0 | 0 | System | Battery | Build Battery-Gen 2031 | Build Battery-Gen | Firm Generation Capacity | 1 | 2037-07-01 | 0 | MW
0 | 0 | System | Battery | Build Battery-Gen 2031 | Build Battery-Gen | Firm Generation Capacity | 1 | 2037-10-01 | 0 | MW
Build Battery-Gen 2031_Firm Generation Capacity2038 | Build Battery-Gen_Firm Generation Capacity2038 | System | Battery | Build Battery-Gen 2031 | Build Battery-Gen | Firm Generation Capacity | 1 | 2038-01-01 | 0 | MW
0 | 0 | System | Battery | Build Battery-Gen 2031 | Build Battery-Gen | Firm Generation Capacity | 1 | 2038-04-01 | 0 | MW
0 | 0 | System | Battery | Build Battery-Gen 2031 | Build Battery-Gen | Firm Generation Capacity | 1 | 2038-07-01 | 0 | MW
0 | 0 | System | Battery | Build Battery-Gen 2031 | Build Battery-Gen | Firm Generation Capacity | 1 | 2038-10-01 | 0 | MW
Build Battery-Gen 2031_Firm Generation Capacity2039 | Build Battery-Gen_Firm Generation Capacity2039 | System | Battery | Build Battery-Gen 2031 | Build Battery-Gen | Firm Generation Capacity | 1 | 2039-01-01 | 0 | MW
0 | 0 | System | Battery | Build Battery-Gen 2031 | Build Battery-Gen | Firm Generation Capacity | 1 | 2039-04-01 | 0 | MW
0 | 0 | System | Battery | Build Battery-Gen 2031 | Build Battery-Gen | Firm Generation Capacity | 1 | 2039-07-01 | 0 | MW
0 | 0 | System | Battery | Build Battery-Gen 2031 | Build Battery-Gen | Firm Generation Capacity | 1 | 2039-10-01 | 0 | MW
Build Battery-Gen 2031_Firm Generation Capacity2040 | Build Battery-Gen_Firm Generation Capacity2040 | System | Battery | Build Battery-Gen 2031 | Build Battery-Gen | Firm Generation Capacity | 1 | 2040-01-01 | 0 | MW
0 | 0 | System | Battery | Build Battery-Gen 2031 | Build Battery-Gen | Firm Generation Capacity | 1 | 2040-04-01 | 0 | MW
0 | 0 | System | Battery | Build Battery-Gen 2031 | Build Battery-Gen | Firm Generation Capacity | 1 | 2040-07-01 | 0 | MW
0 | 0 | System | Battery | Build Battery-Gen 2031 | Build Battery-Gen | Firm Generation Capacity | 1 | 2040-10-01 | 0 | MW
Build Battery-Gen 2031_Firm Generation Capacity2041 | Build Battery-Gen_Firm Generation Capacity2041 | System | Battery | Build Battery-Gen 2031 | Build Battery-Gen | Firm Generation Capacity | 1 | 2041-01-01 | 0 | MW
0 | 0 | System | Battery | Build Battery-Gen 2031 | Build Battery-Gen | Firm Generation Capacity | 1 | 2041-04-01 | 0 | MW
0 | 0 | System | Battery | Build Battery-Gen 2031 | Build Battery-Gen | Firm Generation Capacity | 1 | 2041-07-01 | 0 | MW
0 | 0 | System | Battery | Build Battery-Gen 2031 | Build Battery-Gen | Firm Generation Capacity | 1 | 2041-10-01 | 0 | MW
Build Battery-Gen 2031_Firm Generation Capacity2042 | Build Battery-Gen_Firm Generation Capacity2042 | System | Battery | Build Battery-Gen 2031 | Build Battery-Gen | Firm Generation Capacity | 1 | 2042-01-01 | 0 | MW
0 | 0 | System | Battery | Build Battery-Gen 2031 | Build Battery-Gen | Firm Generation Capacity | 1 | 2042-04-01 | 0 | MW
0 | 0 | System | Battery | Build Battery-Gen 2031 | Build Battery-Gen | Firm Generation Capacity | 1 | 2042-07-01 | 0 | MW
0 | 0 | System | Battery | Build Battery-Gen 2031 | Build Battery-Gen | Firm Generation Capacity | 1 | 2042-10-01 | 0 | MW
Build Battery-Gen 2031_Firm Generation Capacity2043 | Build Battery-Gen_Firm Generation Capacity2043 | System | Battery | Build Battery-Gen 2031 | Build Battery-Gen | Firm Generation Capacity | 1 | 2043-01-01 | 0 | MW
0 | 0 | System | Battery | Build Battery-Gen 2031 | Build Battery-Gen | Firm Generation Capacity | 1 | 2043-04-01 | 0 | MW
0 | 0 | System | Battery | Build Battery-Gen 2031 | Build Battery-Gen | Firm Generation Capacity | 1 | 2043-07-01 | 0 | MW
0 | 0 | System | Battery | Build Battery-Gen 2031 | Build Battery-Gen | Firm Generation Capacity | 1 | 2043-10-01 | 0 | MW
Build Battery-Gen 2032_Firm Generation Capacity2024 | Build Battery-Gen_Firm Generation Capacity2024 | System | Battery | Build Battery-Gen 2032 | Build Battery-Gen | Firm Generation Capacity | 1 | 2024-01-01 | 0 | MW
0 | 0 | System | Battery | Build Battery-Gen 2032 | Build Battery-Gen | Firm Generation Capacity | 1 | 2024-04-01 | 0 | MW
0 | 0 | System | Battery | Build Battery-Gen 2032 | Build Battery-Gen | Firm Generation Capacity | 1 | 2024-07-01 | 0 | MW
0 | 0 | System | Battery | Build Battery-Gen 2032 | Build Battery-Gen | Firm Generation Capacity | 1 | 2024-10-01 | 0 | MW
Build Battery-Gen 2032_Firm Generation Capacity2025 | Build Battery-Gen_Firm Generation Capacity2025 | System | Battery | Build Battery-Gen 2032 | Build Battery-Gen | Firm Generation Capacity | 1 | 2025-01-01 | 0 | MW
0 | 0 | System | Battery | Build Battery-Gen 2032 | Build Battery-Gen | Firm Generation Capacity | 1 | 2025-04-01 | 0 | MW
0 | 0 | System | Battery | Build Battery-Gen 2032 | Build Battery-Gen | Firm Generation Capacity | 1 | 2025-07-01 | 0 | MW
0 | 0 | System | Battery | Build Battery-Gen 2032 | Build Battery-Gen | Firm Generation Capacity | 1 | 2025-10-01 | 0 | MW
Build Battery-Gen 2032_Firm Generation Capacity2026 | Build Battery-Gen_Firm Generation Capacity2026 | System | Battery | Build Battery-Gen 2032 | Build Battery-Gen | Firm Generation Capacity | 1 | 2026-01-01 | 0 | MW
0 | 0 | System | Battery | Build Battery-Gen 2032 | Build Battery-Gen | Firm Generation Capacity | 1 | 2026-04-01 | 0 | MW
0 | 0 | System | Battery | Build Battery-Gen 2032 | Build Battery-Gen | Firm Generation Capacity | 1 | 2026-07-01 | 0 | MW
0 | 0 | System | Battery | Build Battery-Gen 2032 | Build Battery-Gen | Firm Generation Capacity | 1 | 2026-10-01 | 0 | MW
Build Battery-Gen 2032_Firm Generation Capacity2027 | Build Battery-Gen_Firm Generation Capacity2027 | System | Battery | Build Battery-Gen 2032 | Build Battery-Gen | Firm Generation Capacity | 1 | 2027-01-01 | 0 | MW
0 | 0 | System | Battery | Build Battery-Gen 2032 | Build Battery-Gen | Firm Generation Capacity | 1 | 2027-04-01 | 0 | MW
0 | 0 | System | Battery | Build Battery-Gen 2032 | Build Battery-Gen | Firm Generation Capacity | 1 | 2027-07-01 | 0 | MW
0 | 0 | System | Battery | Build Battery-Gen 2032 | Build Battery-Gen | Firm Generation Capacity | 1 | 2027-10-01 | 0 | MW
Build Battery-Gen 2032_Firm Generation Capacity2028 | Build Battery-Gen_Firm Generation Capacity2028 | System | Battery | Build Battery-Gen 2032 | Build Battery-Gen | Firm Generation Capacity | 1 | 2028-01-01 | 0 | MW
0 | 0 | System | Battery | Build Battery-Gen 2032 | Build Battery-Gen | Firm Generation Capacity | 1 | 2028-04-01 | 0 | MW
0 | 0 | System | Battery | Build Battery-Gen 2032 | Build Battery-Gen | Firm Generation Capacity | 1 | 2028-07-01 | 0 | MW
0 | 0 | System | Battery | Build Battery-Gen 2032 | Build Battery-Gen | Firm Generation Capacity | 1 | 2028-10-01 | 0 | MW
Build Battery-Gen 2032_Firm Generation Capacity2029 | Build Battery-Gen_Firm Generation Capacity2029 | System | Battery | Build Battery-Gen 2032 | Build Battery-Gen | Firm Generation Capacity | 1 | 2029-01-01 | 0 | MW
0 | 0 | System | Battery | Build Battery-Gen 2032 | Build Battery-Gen | Firm Generation Capacity | 1 | 2029-04-01 | 0 | MW
0 | 0 | System | Battery | Build Battery-Gen 2032 | Build Battery-Gen | Firm Generation Capacity | 1 | 2029-07-01 | 0 | MW
0 | 0 | System | Battery | Build Battery-Gen 2032 | Build Battery-Gen | Firm Generation Capacity | 1 | 2029-10-01 | 0 | MW
Build Battery-Gen 2032_Firm Generation Capacity2030 | Build Battery-Gen_Firm Generation Capacity2030 | System | Battery | Build Battery-Gen 2032 | Build Battery-Gen | Firm Generation Capacity | 1 | 2030-01-01 | 0 | MW
0 | 0 | System | Battery | Build Battery-Gen 2032 | Build Battery-Gen | Firm Generation Capacity | 1 | 2030-04-01 | 0 | MW
0 | 0 | System | Battery | Build Battery-Gen 2032 | Build Battery-Gen | Firm Generation Capacity | 1 | 2030-07-01 | 0 | MW
0 | 0 | System | Battery | Build Battery-Gen 2032 | Build Battery-Gen | Firm Generation Capacity | 1 | 2030-10-01 | 0 | MW
Build Battery-Gen 2032_Firm Generation Capacity2031 | Build Battery-Gen_Firm Generation Capacity2031 | System | Battery | Build Battery-Gen 2032 | Build Battery-Gen | Firm Generation Capacity | 1 | 2031-01-01 | 0 | MW
0 | 0 | System | Battery | Build Battery-Gen 2032 | Build Battery-Gen | Firm Generation Capacity | 1 | 2031-04-01 | 0 | MW
0 | 0 | System | Battery | Build Battery-Gen 2032 | Build Battery-Gen | Firm Generation Capacity | 1 | 2031-07-01 | 0 | MW
0 | 0 | System | Battery | Build Battery-Gen 2032 | Build Battery-Gen | Firm Generation Capacity | 1 | 2031-10-01 | 0 | MW
Build Battery-Gen 2032_Firm Generation Capacity2032 | Build Battery-Gen_Firm Generation Capacity2032 | System | Battery | Build Battery-Gen 2032 | Build Battery-Gen | Firm Generation Capacity | 1 | 2032-01-01 | 0 | MW
0 | 0 | System | Battery | Build Battery-Gen 2032 | Build Battery-Gen | Firm Generation Capacity | 1 | 2032-04-01 | 0 | MW
0 | 0 | System | Battery | Build Battery-Gen 2032 | Build Battery-Gen | Firm Generation Capacity | 1 | 2032-07-01 | 0 | MW
0 | 0 | System | Battery | Build Battery-Gen 2032 | Build Battery-Gen | Firm Generation Capacity | 1 | 2032-10-01 | 0 | MW
Build Battery-Gen 2032_Firm Generation Capacity2033 | Build Battery-Gen_Firm Generation Capacity2033 | System | Battery | Build Battery-Gen 2032 | Build Battery-Gen | Firm Generation Capacity | 1 | 2033-01-01 | 0 | MW
0 | 0 | System | Battery | Build Battery-Gen 2032 | Build Battery-Gen | Firm Generation Capacity | 1 | 2033-04-01 | 0 | MW
0 | 0 | System | Battery | Build Battery-Gen 2032 | Build Battery-Gen | Firm Generation Capacity | 1 | 2033-07-01 | 0 | MW
0 | 0 | System | Battery | Build Battery-Gen 2032 | Build Battery-Gen | Firm Generation Capacity | 1 | 2033-10-01 | 0 | MW
Build Battery-Gen 2032_Firm Generation Capacity2034 | Build Battery-Gen_Firm Generation Capacity2034 | System | Battery | Build Battery-Gen 2032 | Build Battery-Gen | Firm Generation Capacity | 1 | 2034-01-01 | 0 | MW
0 | 0 | System | Battery | Build Battery-Gen 2032 | Build Battery-Gen | Firm Generation Capacity | 1 | 2034-04-01 | 0 | MW
0 | 0 | System | Battery | Build Battery-Gen 2032 | Build Battery-Gen | Firm Generation Capacity | 1 | 2034-07-01 | 0 | MW
0 | 0 | System | Battery | Build Battery-Gen 2032 | Build Battery-Gen | Firm Generation Capacity | 1 | 2034-10-01 | 0 | MW
Build Battery-Gen 2032_Firm Generation Capacity2035 | Build Battery-Gen_Firm Generation Capacity2035 | System | Battery | Build Battery-Gen 2032 | Build Battery-Gen | Firm Generation Capacity | 1 | 2035-01-01 | 0 | MW
0 | 0 | System | Battery | Build Battery-Gen 2032 | Build Battery-Gen | Firm Generation Capacity | 1 | 2035-04-01 | 0 | MW
0 | 0 | System | Battery | Build Battery-Gen 2032 | Build Battery-Gen | Firm Generation Capacity | 1 | 2035-07-01 | 0 | MW
0 | 0 | System | Battery | Build Battery-Gen 2032 | Build Battery-Gen | Firm Generation Capacity | 1 | 2035-10-01 | 0 | MW
Build Battery-Gen 2032_Firm Generation Capacity2036 | Build Battery-Gen_Firm Generation Capacity2036 | System | Battery | Build Battery-Gen 2032 | Build Battery-Gen | Firm Generation Capacity | 1 | 2036-01-01 | 0 | MW
0 | 0 | System | Battery | Build Battery-Gen 2032 | Build Battery-Gen | Firm Generation Capacity | 1 | 2036-04-01 | 0 | MW
0 | 0 | System | Battery | Build Battery-Gen 2032 | Build Battery-Gen | Firm Generation Capacity | 1 | 2036-07-01 | 0 | MW
0 | 0 | System | Battery | Build Battery-Gen 2032 | Build Battery-Gen | Firm Generation Capacity | 1 | 2036-10-01 | 0 | MW
Build Battery-Gen 2032_Firm Generation Capacity2037 | Build Battery-Gen_Firm Generation Capacity2037 | System | Battery | Build Battery-Gen 2032 | Build Battery-Gen | Firm Generation Capacity | 1 | 2037-01-01 | 0 | MW
0 | 0 | System | Battery | Build Battery-Gen 2032 | Build Battery-Gen | Firm Generation Capacity | 1 | 2037-04-01 | 0 | MW
0 | 0 | System | Battery | Build Battery-Gen 2032 | Build Battery-Gen | Firm Generation Capacity | 1 | 2037-07-01 | 0 | MW
0 | 0 | System | Battery | Build Battery-Gen 2032 | Build Battery-Gen | Firm Generation Capacity | 1 | 2037-10-01 | 0 | MW
Build Battery-Gen 2032_Firm Generation Capacity2038 | Build Battery-Gen_Firm Generation Capacity2038 | System | Battery | Build Battery-Gen 2032 | Build Battery-Gen | Firm Generation Capacity | 1 | 2038-01-01 | 0 | MW
0 | 0 | System | Battery | Build Battery-Gen 2032 | Build Battery-Gen | Firm Generation Capacity | 1 | 2038-04-01 | 0 | MW
0 | 0 | System | Battery | Build Battery-Gen 2032 | Build Battery-Gen | Firm Generation Capacity | 1 | 2038-07-01 | 0 | MW
0 | 0 | System | Battery | Build Battery-Gen 2032 | Build Battery-Gen | Firm Generation Capacity | 1 | 2038-10-01 | 0 | MW
Build Battery-Gen 2032_Firm Generation Capacity2039 | Build Battery-Gen_Firm Generation Capacity2039 | System | Battery | Build Battery-Gen 2032 | Build Battery-Gen | Firm Generation Capacity | 1 | 2039-01-01 | 0 | MW
0 | 0 | System | Battery | Build Battery-Gen 2032 | Build Battery-Gen | Firm Generation Capacity | 1 | 2039-04-01 | 0 | MW
0 | 0 | System | Battery | Build Battery-Gen 2032 | Build Battery-Gen | Firm Generation Capacity | 1 | 2039-07-01 | 0 | MW
0 | 0 | System | Battery | Build Battery-Gen 2032 | Build Battery-Gen | Firm Generation Capacity | 1 | 2039-10-01 | 0 | MW
Build Battery-Gen 2032_Firm Generation Capacity2040 | Build Battery-Gen_Firm Generation Capacity2040 | System | Battery | Build Battery-Gen 2032 | Build Battery-Gen | Firm Generation Capacity | 1 | 2040-01-01 | 0 | MW
0 | 0 | System | Battery | Build Battery-Gen 2032 | Build Battery-Gen | Firm Generation Capacity | 1 | 2040-04-01 | 0 | MW
0 | 0 | System | Battery | Build Battery-Gen 2032 | Build Battery-Gen | Firm Generation Capacity | 1 | 2040-07-01 | 0 | MW
0 | 0 | System | Battery | Build Battery-Gen 2032 | Build Battery-Gen | Firm Generation Capacity | 1 | 2040-10-01 | 0 | MW
Build Battery-Gen 2032_Firm Generation Capacity2041 | Build Battery-Gen_Firm Generation Capacity2041 | System | Battery | Build Battery-Gen 2032 | Build Battery-Gen | Firm Generation Capacity | 1 | 2041-01-01 | 0 | MW
0 | 0 | System | Battery | Build Battery-Gen 2032 | Build Battery-Gen | Firm Generation Capacity | 1 | 2041-04-01 | 0 | MW
0 | 0 | System | Battery | Build Battery-Gen 2032 | Build Battery-Gen | Firm Generation Capacity | 1 | 2041-07-01 | 0 | MW
0 | 0 | System | Battery | Build Battery-Gen 2032 | Build Battery-Gen | Firm Generation Capacity | 1 | 2041-10-01 | 0 | MW
Build Battery-Gen 2032_Firm Generation Capacity2042 | Build Battery-Gen_Firm Generation Capacity2042 | System | Battery | Build Battery-Gen 2032 | Build Battery-Gen | Firm Generation Capacity | 1 | 2042-01-01 | 0 | MW
0 | 0 | System | Battery | Build Battery-Gen 2032 | Build Battery-Gen | Firm Generation Capacity | 1 | 2042-04-01 | 0 | MW
0 | 0 | System | Battery | Build Battery-Gen 2032 | Build Battery-Gen | Firm Generation Capacity | 1 | 2042-07-01 | 0 | MW
0 | 0 | System | Battery | Build Battery-Gen 2032 | Build Battery-Gen | Firm Generation Capacity | 1 | 2042-10-01 | 0 | MW
Build Battery-Gen 2032_Firm Generation Capacity2043 | Build Battery-Gen_Firm Generation Capacity2043 | System | Battery | Build Battery-Gen 2032 | Build Battery-Gen | Firm Generation Capacity | 1 | 2043-01-01 | 0 | MW
0 | 0 | System | Battery | Build Battery-Gen 2032 | Build Battery-Gen | Firm Generation Capacity | 1 | 2043-04-01 | 0 | MW
0 | 0 | System | Battery | Build Battery-Gen 2032 | Build Battery-Gen | Firm Generation Capacity | 1 | 2043-07-01 | 0 | MW
0 | 0 | System | Battery | Build Battery-Gen 2032 | Build Battery-Gen | Firm Generation Capacity | 1 | 2043-10-01 | 0 | MW
Build Battery-Gen 2033_Firm Generation Capacity2024 | Build Battery-Gen_Firm Generation Capacity2024 | System | Battery | Build Battery-Gen 2033 | Build Battery-Gen | Firm Generation Capacity | 1 | 2024-01-01 | 0 | MW
0 | 0 | System | Battery | Build Battery-Gen 2033 | Build Battery-Gen | Firm Generation Capacity | 1 | 2024-04-01 | 0 | MW
0 | 0 | System | Battery | Build Battery-Gen 2033 | Build Battery-Gen | Firm Generation Capacity | 1 | 2024-07-01 | 0 | MW
0 | 0 | System | Battery | Build Battery-Gen 2033 | Build Battery-Gen | Firm Generation Capacity | 1 | 2024-10-01 | 0 | MW
Build Battery-Gen 2033_Firm Generation Capacity2025 | Build Battery-Gen_Firm Generation Capacity2025 | System | Battery | Build Battery-Gen 2033 | Build Battery-Gen | Firm Generation Capacity | 1 | 2025-01-01 | 0 | MW
0 | 0 | System | Battery | Build Battery-Gen 2033 | Build Battery-Gen | Firm Generation Capacity | 1 | 2025-04-01 | 0 | MW
0 | 0 | System | Battery | Build Battery-Gen 2033 | Build Battery-Gen | Firm Generation Capacity | 1 | 2025-07-01 | 0 | MW
0 | 0 | System | Battery | Build Battery-Gen 2033 | Build Battery-Gen | Firm Generation Capacity | 1 | 2025-10-01 | 0 | MW
Build Battery-Gen 2033_Firm Generation Capacity2026 | Build Battery-Gen_Firm Generation Capacity2026 | System | Battery | Build Battery-Gen 2033 | Build Battery-Gen | Firm Generation Capacity | 1 | 2026-01-01 | 0 | MW
0 | 0 | System | Battery | Build Battery-Gen 2033 | Build Battery-Gen | Firm Generation Capacity | 1 | 2026-04-01 | 0 | MW
0 | 0 | System | Battery | Build Battery-Gen 2033 | Build Battery-Gen | Firm Generation Capacity | 1 | 2026-07-01 | 0 | MW
0 | 0 | System | Battery | Build Battery-Gen 2033 | Build Battery-Gen | Firm Generation Capacity | 1 | 2026-10-01 | 0 | MW
Build Battery-Gen 2033_Firm Generation Capacity2027 | Build Battery-Gen_Firm Generation Capacity2027 | System | Battery | Build Battery-Gen 2033 | Build Battery-Gen | Firm Generation Capacity | 1 | 2027-01-01 | 0 | MW
0 | 0 | System | Battery | Build Battery-Gen 2033 | Build Battery-Gen | Firm Generation Capacity | 1 | 2027-04-01 | 0 | MW
0 | 0 | System | Battery | Build Battery-Gen 2033 | Build Battery-Gen | Firm Generation Capacity | 1 | 2027-07-01 | 0 | MW
0 | 0 | System | Battery | Build Battery-Gen 2033 | Build Battery-Gen | Firm Generation Capacity | 1 | 2027-10-01 | 0 | MW
Build Battery-Gen 2033_Firm Generation Capacity2028 | Build Battery-Gen_Firm Generation Capacity2028 | System | Battery | Build Battery-Gen 2033 | Build Battery-Gen | Firm Generation Capacity | 1 | 2028-01-01 | 0 | MW
0 | 0 | System | Battery | Build Battery-Gen 2033 | Build Battery-Gen | Firm Generation Capacity | 1 | 2028-04-01 | 0 | MW
0 | 0 | System | Battery | Build Battery-Gen 2033 | Build Battery-Gen | Firm Generation Capacity | 1 | 2028-07-01 | 0 | MW
0 | 0 | System | Battery | Build Battery-Gen 2033 | Build Battery-Gen | Firm Generation Capacity | 1 | 2028-10-01 | 0 | MW
Build Battery-Gen 2033_Firm Generation Capacity2029 | Build Battery-Gen_Firm Generation Capacity2029 | System | Battery | Build Battery-Gen 2033 | Build Battery-Gen | Firm Generation Capacity | 1 | 2029-01-01 | 0 | MW
0 | 0 | System | Battery | Build Battery-Gen 2033 | Build Battery-Gen | Firm Generation Capacity | 1 | 2029-04-01 | 0 | MW
0 | 0 | System | Battery | Build Battery-Gen 2033 | Build Battery-Gen | Firm Generation Capacity | 1 | 2029-07-01 | 0 | MW
0 | 0 | System | Battery | Build Battery-Gen 2033 | Build Battery-Gen | Firm Generation Capacity | 1 | 2029-10-01 | 0 | MW
Build Battery-Gen 2033_Firm Generation Capacity2030 | Build Battery-Gen_Firm Generation Capacity2030 | System | Battery | Build Battery-Gen 2033 | Build Battery-Gen | Firm Generation Capacity | 1 | 2030-01-01 | 0 | MW
0 | 0 | System | Battery | Build Battery-Gen 2033 | Build Battery-Gen | Firm Generation Capacity | 1 | 2030-04-01 | 0 | MW
0 | 0 | System | Battery | Build Battery-Gen 2033 | Build Battery-Gen | Firm Generation Capacity | 1 | 2030-07-01 | 0 | MW
0 | 0 | System | Battery | Build Battery-Gen 2033 | Build Battery-Gen | Firm Generation Capacity | 1 | 2030-10-01 | 0 | MW
Build Battery-Gen 2033_Firm Generation Capacity2031 | Build Battery-Gen_Firm Generation Capacity2031 | System | Battery | Build Battery-Gen 2033 | Build Battery-Gen | Firm Generation Capacity | 1 | 2031-01-01 | 0 | MW
0 | 0 | System | Battery | Build Battery-Gen 2033 | Build Battery-Gen | Firm Generation Capacity | 1 | 2031-04-01 | 0 | MW
0 | 0 | System | Battery | Build Battery-Gen 2033 | Build Battery-Gen | Firm Generation Capacity | 1 | 2031-07-01 | 0 | MW
0 | 0 | System | Battery | Build Battery-Gen 2033 | Build Battery-Gen | Firm Generation Capacity | 1 | 2031-10-01 | 0 | MW
Build Battery-Gen 2033_Firm Generation Capacity2032 | Build Battery-Gen_Firm Generation Capacity2032 | System | Battery | Build Battery-Gen 2033 | Build Battery-Gen | Firm Generation Capacity | 1 | 2032-01-01 | 0 | MW
0 | 0 | System | Battery | Build Battery-Gen 2033 | Build Battery-Gen | Firm Generation Capacity | 1 | 2032-04-01 | 0 | MW
0 | 0 | System | Battery | Build Battery-Gen 2033 | Build Battery-Gen | Firm Generation Capacity | 1 | 2032-07-01 | 0 | MW
0 | 0 | System | Battery | Build Battery-Gen 2033 | Build Battery-Gen | Firm Generation Capacity | 1 | 2032-10-01 | 0 | MW
Build Battery-Gen 2033_Firm Generation Capacity2033 | Build Battery-Gen_Firm Generation Capacity2033 | System | Battery | Build Battery-Gen 2033 | Build Battery-Gen | Firm Generation Capacity | 1 | 2033-01-01 | 0 | MW
0 | 0 | System | Battery | Build Battery-Gen 2033 | Build Battery-Gen | Firm Generation Capacity | 1 | 2033-04-01 | 0 | MW
0 | 0 | System | Battery | Build Battery-Gen 2033 | Build Battery-Gen | Firm Generation Capacity | 1 | 2033-07-01 | 0 | MW
0 | 0 | System | Battery | Build Battery-Gen 2033 | Build Battery-Gen | Firm Generation Capacity | 1 | 2033-10-01 | 0 | MW
Build Battery-Gen 2033_Firm Generation Capacity2034 | Build Battery-Gen_Firm Generation Capacity2034 | System | Battery | Build Battery-Gen 2033 | Build Battery-Gen | Firm Generation Capacity | 1 | 2034-01-01 | 0 | MW
0 | 0 | System | Battery | Build Battery-Gen 2033 | Build Battery-Gen | Firm Generation Capacity | 1 | 2034-04-01 | 0 | MW
0 | 0 | System | Battery | Build Battery-Gen 2033 | Build Battery-Gen | Firm Generation Capacity | 1 | 2034-07-01 | 0 | MW
0 | 0 | System | Battery | Build Battery-Gen 2033 | Build Battery-Gen | Firm Generation Capacity | 1 | 2034-10-01 | 0 | MW
Build Battery-Gen 2033_Firm Generation Capacity2035 | Build Battery-Gen_Firm Generation Capacity2035 | System | Battery | Build Battery-Gen 2033 | Build Battery-Gen | Firm Generation Capacity | 1 | 2035-01-01 | 0 | MW
0 | 0 | System | Battery | Build Battery-Gen 2033 | Build Battery-Gen | Firm Generation Capacity | 1 | 2035-04-01 | 0 | MW
0 | 0 | System | Battery | Build Battery-Gen 2033 | Build Battery-Gen | Firm Generation Capacity | 1 | 2035-07-01 | 0 | MW
0 | 0 | System | Battery | Build Battery-Gen 2033 | Build Battery-Gen | Firm Generation Capacity | 1 | 2035-10-01 | 0 | MW
Build Battery-Gen 2033_Firm Generation Capacity2036 | Build Battery-Gen_Firm Generation Capacity2036 | System | Battery | Build Battery-Gen 2033 | Build Battery-Gen | Firm Generation Capacity | 1 | 2036-01-01 | 0 | MW
0 | 0 | System | Battery | Build Battery-Gen 2033 | Build Battery-Gen | Firm Generation Capacity | 1 | 2036-04-01 | 0 | MW
0 | 0 | System | Battery | Build Battery-Gen 2033 | Build Battery-Gen | Firm Generation Capacity | 1 | 2036-07-01 | 0 | MW
0 | 0 | System | Battery | Build Battery-Gen 2033 | Build Battery-Gen | Firm Generation Capacity | 1 | 2036-10-01 | 0 | MW
Build Battery-Gen 2033_Firm Generation Capacity2037 | Build Battery-Gen_Firm Generation Capacity2037 | System | Battery | Build Battery-Gen 2033 | Build Battery-Gen | Firm Generation Capacity | 1 | 2037-01-01 | 0 | MW
0 | 0 | System | Battery | Build Battery-Gen 2033 | Build Battery-Gen | Firm Generation Capacity | 1 | 2037-04-01 | 0 | MW
0 | 0 | System | Battery | Build Battery-Gen 2033 | Build Battery-Gen | Firm Generation Capacity | 1 | 2037-07-01 | 0 | MW
0 | 0 | System | Battery | Build Battery-Gen 2033 | Build Battery-Gen | Firm Generation Capacity | 1 | 2037-10-01 | 0 | MW
Build Battery-Gen 2033_Firm Generation Capacity2038 | Build Battery-Gen_Firm Generation Capacity2038 | System | Battery | Build Battery-Gen 2033 | Build Battery-Gen | Firm Generation Capacity | 1 | 2038-01-01 | 0 | MW
0 | 0 | System | Battery | Build Battery-Gen 2033 | Build Battery-Gen | Firm Generation Capacity | 1 | 2038-04-01 | 0 | MW
0 | 0 | System | Battery | Build Battery-Gen 2033 | Build Battery-Gen | Firm Generation Capacity | 1 | 2038-07-01 | 0 | MW
0 | 0 | System | Battery | Build Battery-Gen 2033 | Build Battery-Gen | Firm Generation Capacity | 1 | 2038-10-01 | 0 | MW
Build Battery-Gen 2033_Firm Generation Capacity2039 | Build Battery-Gen_Firm Generation Capacity2039 | System | Battery | Build Battery-Gen 2033 | Build Battery-Gen | Firm Generation Capacity | 1 | 2039-01-01 | 0 | MW
0 | 0 | System | Battery | Build Battery-Gen 2033 | Build Battery-Gen | Firm Generation Capacity | 1 | 2039-04-01 | 0 | MW
0 | 0 | System | Battery | Build Battery-Gen 2033 | Build Battery-Gen | Firm Generation Capacity | 1 | 2039-07-01 | 0 | MW
0 | 0 | System | Battery | Build Battery-Gen 2033 | Build Battery-Gen | Firm Generation Capacity | 1 | 2039-10-01 | 0 | MW
Build Battery-Gen 2033_Firm Generation Capacity2040 | Build Battery-Gen_Firm Generation Capacity2040 | System | Battery | Build Battery-Gen 2033 | Build Battery-Gen | Firm Generation Capacity | 1 | 2040-01-01 | 0 | MW
0 | 0 | System | Battery | Build Battery-Gen 2033 | Build Battery-Gen | Firm Generation Capacity | 1 | 2040-04-01 | 0 | MW
0 | 0 | System | Battery | Build Battery-Gen 2033 | Build Battery-Gen | Firm Generation Capacity | 1 | 2040-07-01 | 0 | MW
0 | 0 | System | Battery | Build Battery-Gen 2033 | Build Battery-Gen | Firm Generation Capacity | 1 | 2040-10-01 | 0 | MW
Build Battery-Gen 2033_Firm Generation Capacity2041 | Build Battery-Gen_Firm Generation Capacity2041 | System | Battery | Build Battery-Gen 2033 | Build Battery-Gen | Firm Generation Capacity | 1 | 2041-01-01 | 0 | MW
0 | 0 | System | Battery | Build Battery-Gen 2033 | Build Battery-Gen | Firm Generation Capacity | 1 | 2041-04-01 | 0 | MW
0 | 0 | System | Battery | Build Battery-Gen 2033 | Build Battery-Gen | Firm Generation Capacity | 1 | 2041-07-01 | 0 | MW
0 | 0 | System | Battery | Build Battery-Gen 2033 | Build Battery-Gen | Firm Generation Capacity | 1 | 2041-10-01 | 0 | MW
Build Battery-Gen 2033_Firm Generation Capacity2042 | Build Battery-Gen_Firm Generation Capacity2042 | System | Battery | Build Battery-Gen 2033 | Build Battery-Gen | Firm Generation Capacity | 1 | 2042-01-01 | 0 | MW
0 | 0 | System | Battery | Build Battery-Gen 2033 | Build Battery-Gen | Firm Generation Capacity | 1 | 2042-04-01 | 0 | MW
0 | 0 | System | Battery | Build Battery-Gen 2033 | Build Battery-Gen | Firm Generation Capacity | 1 | 2042-07-01 | 0 | MW
0 | 0 | System | Battery | Build Battery-Gen 2033 | Build Battery-Gen | Firm Generation Capacity | 1 | 2042-10-01 | 0 | MW
Build Battery-Gen 2033_Firm Generation Capacity2043 | Build Battery-Gen_Firm Generation Capacity2043 | System | Battery | Build Battery-Gen 2033 | Build Battery-Gen | Firm Generation Capacity | 1 | 2043-01-01 | 0 | MW
0 | 0 | System | Battery | Build Battery-Gen 2033 | Build Battery-Gen | Firm Generation Capacity | 1 | 2043-04-01 | 0 | MW
0 | 0 | System | Battery | Build Battery-Gen 2033 | Build Battery-Gen | Firm Generation Capacity | 1 | 2043-07-01 | 0 | MW
0 | 0 | System | Battery | Build Battery-Gen 2033 | Build Battery-Gen | Firm Generation Capacity | 1 | 2043-10-01 | 0 | MW
Build Battery-Gen 2034_Firm Generation Capacity2024 | Build Battery-Gen_Firm Generation Capacity2024 | System | Battery | Build Battery-Gen 2034 | Build Battery-Gen | Firm Generation Capacity | 1 | 2024-01-01 | 0 | MW
0 | 0 | System | Battery | Build Battery-Gen 2034 | Build Battery-Gen | Firm Generation Capacity | 1 | 2024-04-01 | 0 | MW
0 | 0 | System | Battery | Build Battery-Gen 2034 | Build Battery-Gen | Firm Generation Capacity | 1 | 2024-07-01 | 0 | MW
0 | 0 | System | Battery | Build Battery-Gen 2034 | Build Battery-Gen | Firm Generation Capacity | 1 | 2024-10-01 | 0 | MW
Build Battery-Gen 2034_Firm Generation Capacity2025 | Build Battery-Gen_Firm Generation Capacity2025 | System | Battery | Build Battery-Gen 2034 | Build Battery-Gen | Firm Generation Capacity | 1 | 2025-01-01 | 0 | MW
0 | 0 | System | Battery | Build Battery-Gen 2034 | Build Battery-Gen | Firm Generation Capacity | 1 | 2025-04-01 | 0 | MW
0 | 0 | System | Battery | Build Battery-Gen 2034 | Build Battery-Gen | Firm Generation Capacity | 1 | 2025-07-01 | 0 | MW
0 | 0 | System | Battery | Build Battery-Gen 2034 | Build Battery-Gen | Firm Generation Capacity | 1 | 2025-10-01 | 0 | MW
Build Battery-Gen 2034_Firm Generation Capacity2026 | Build Battery-Gen_Firm Generation Capacity2026 | System | Battery | Build Battery-Gen 2034 | Build Battery-Gen | Firm Generation Capacity | 1 | 2026-01-01 | 0 | MW
0 | 0 | System | Battery | Build Battery-Gen 2034 | Build Battery-Gen | Firm Generation Capacity | 1 | 2026-04-01 | 0 | MW
0 | 0 | System | Battery | Build Battery-Gen 2034 | Build Battery-Gen | Firm Generation Capacity | 1 | 2026-07-01 | 0 | MW
0 | 0 | System | Battery | Build Battery-Gen 2034 | Build Battery-Gen | Firm Generation Capacity | 1 | 2026-10-01 | 0 | MW
Build Battery-Gen 2034_Firm Generation Capacity2027 | Build Battery-Gen_Firm Generation Capacity2027 | System | Battery | Build Battery-Gen 2034 | Build Battery-Gen | Firm Generation Capacity | 1 | 2027-01-01 | 0 | MW
0 | 0 | System | Battery | Build Battery-Gen 2034 | Build Battery-Gen | Firm Generation Capacity | 1 | 2027-04-01 | 0 | MW
0 | 0 | System | Battery | Build Battery-Gen 2034 | Build Battery-Gen | Firm Generation Capacity | 1 | 2027-07-01 | 0 | MW
0 | 0 | System | Battery | Build Battery-Gen 2034 | Build Battery-Gen | Firm Generation Capacity | 1 | 2027-10-01 | 0 | MW
Build Battery-Gen 2034_Firm Generation Capacity2028 | Build Battery-Gen_Firm Generation Capacity2028 | System | Battery | Build Battery-Gen 2034 | Build Battery-Gen | Firm Generation Capacity | 1 | 2028-01-01 | 0 | MW
0 | 0 | System | Battery | Build Battery-Gen 2034 | Build Battery-Gen | Firm Generation Capacity | 1 | 2028-04-01 | 0 | MW
0 | 0 | System | Battery | Build Battery-Gen 2034 | Build Battery-Gen | Firm Generation Capacity | 1 | 2028-07-01 | 0 | MW
0 | 0 | System | Battery | Build Battery-Gen 2034 | Build Battery-Gen | Firm Generation Capacity | 1 | 2028-10-01 | 0 | MW
Build Battery-Gen 2034_Firm Generation Capacity2029 | Build Battery-Gen_Firm Generation Capacity2029 | System | Battery | Build Battery-Gen 2034 | Build Battery-Gen | Firm Generation Capacity | 1 | 2029-01-01 | 0 | MW
0 | 0 | System | Battery | Build Battery-Gen 2034 | Build Battery-Gen | Firm Generation Capacity | 1 | 2029-04-01 | 0 | MW
0 | 0 | System | Battery | Build Battery-Gen 2034 | Build Battery-Gen | Firm Generation Capacity | 1 | 2029-07-01 | 0 | MW
0 | 0 | System | Battery | Build Battery-Gen 2034 | Build Battery-Gen | Firm Generation Capacity | 1 | 2029-10-01 | 0 | MW
Build Battery-Gen 2034_Firm Generation Capacity2030 | Build Battery-Gen_Firm Generation Capacity2030 | System | Battery | Build Battery-Gen 2034 | Build Battery-Gen | Firm Generation Capacity | 1 | 2030-01-01 | 0 | MW
0 | 0 | System | Battery | Build Battery-Gen 2034 | Build Battery-Gen | Firm Generation Capacity | 1 | 2030-04-01 | 0 | MW
0 | 0 | System | Battery | Build Battery-Gen 2034 | Build Battery-Gen | Firm Generation Capacity | 1 | 2030-07-01 | 0 | MW
0 | 0 | System | Battery | Build Battery-Gen 2034 | Build Battery-Gen | Firm Generation Capacity | 1 | 2030-10-01 | 0 | MW
Build Battery-Gen 2034_Firm Generation Capacity2031 | Build Battery-Gen_Firm Generation Capacity2031 | System | Battery | Build Battery-Gen 2034 | Build Battery-Gen | Firm Generation Capacity | 1 | 2031-01-01 | 0 | MW
0 | 0 | System | Battery | Build Battery-Gen 2034 | Build Battery-Gen | Firm Generation Capacity | 1 | 2031-04-01 | 0 | MW
0 | 0 | System | Battery | Build Battery-Gen 2034 | Build Battery-Gen | Firm Generation Capacity | 1 | 2031-07-01 | 0 | MW
0 | 0 | System | Battery | Build Battery-Gen 2034 | Build Battery-Gen | Firm Generation Capacity | 1 | 2031-10-01 | 0 | MW
Build Battery-Gen 2034_Firm Generation Capacity2032 | Build Battery-Gen_Firm Generation Capacity2032 | System | Battery | Build Battery-Gen 2034 | Build Battery-Gen | Firm Generation Capacity | 1 | 2032-01-01 | 0 | MW
0 | 0 | System | Battery | Build Battery-Gen 2034 | Build Battery-Gen | Firm Generation Capacity | 1 | 2032-04-01 | 0 | MW
0 | 0 | System | Battery | Build Battery-Gen 2034 | Build Battery-Gen | Firm Generation Capacity | 1 | 2032-07-01 | 0 | MW
0 | 0 | System | Battery | Build Battery-Gen 2034 | Build Battery-Gen | Firm Generation Capacity | 1 | 2032-10-01 | 0 | MW
Build Battery-Gen 2034_Firm Generation Capacity2033 | Build Battery-Gen_Firm Generation Capacity2033 | System | Battery | Build Battery-Gen 2034 | Build Battery-Gen | Firm Generation Capacity | 1 | 2033-01-01 | 0 | MW
0 | 0 | System | Battery | Build Battery-Gen 2034 | Build Battery-Gen | Firm Generation Capacity | 1 | 2033-04-01 | 0 | MW
0 | 0 | System | Battery | Build Battery-Gen 2034 | Build Battery-Gen | Firm Generation Capacity | 1 | 2033-07-01 | 0 | MW
0 | 0 | System | Battery | Build Battery-Gen 2034 | Build Battery-Gen | Firm Generation Capacity | 1 | 2033-10-01 | 0 | MW
Build Battery-Gen 2034_Firm Generation Capacity2034 | Build Battery-Gen_Firm Generation Capacity2034 | System | Battery | Build Battery-Gen 2034 | Build Battery-Gen | Firm Generation Capacity | 1 | 2034-01-01 | 0 | MW
0 | 0 | System | Battery | Build Battery-Gen 2034 | Build Battery-Gen | Firm Generation Capacity | 1 | 2034-04-01 | 0 | MW
0 | 0 | System | Battery | Build Battery-Gen 2034 | Build Battery-Gen | Firm Generation Capacity | 1 | 2034-07-01 | 0 | MW
0 | 0 | System | Battery | Build Battery-Gen 2034 | Build Battery-Gen | Firm Generation Capacity | 1 | 2034-10-01 | 0 | MW
Build Battery-Gen 2034_Firm Generation Capacity2035 | Build Battery-Gen_Firm Generation Capacity2035 | System | Battery | Build Battery-Gen 2034 | Build Battery-Gen | Firm Generation Capacity | 1 | 2035-01-01 | 0 | MW
0 | 0 | System | Battery | Build Battery-Gen 2034 | Build Battery-Gen | Firm Generation Capacity | 1 | 2035-04-01 | 0 | MW
0 | 0 | System | Battery | Build Battery-Gen 2034 | Build Battery-Gen | Firm Generation Capacity | 1 | 2035-07-01 | 0 | MW
0 | 0 | System | Battery | Build Battery-Gen 2034 | Build Battery-Gen | Firm Generation Capacity | 1 | 2035-10-01 | 0 | MW
Build Battery-Gen 2034_Firm Generation Capacity2036 | Build Battery-Gen_Firm Generation Capacity2036 | System | Battery | Build Battery-Gen 2034 | Build Battery-Gen | Firm Generation Capacity | 1 | 2036-01-01 | 0 | MW
0 | 0 | System | Battery | Build Battery-Gen 2034 | Build Battery-Gen | Firm Generation Capacity | 1 | 2036-04-01 | 0 | MW
0 | 0 | System | Battery | Build Battery-Gen 2034 | Build Battery-Gen | Firm Generation Capacity | 1 | 2036-07-01 | 0 | MW
0 | 0 | System | Battery | Build Battery-Gen 2034 | Build Battery-Gen | Firm Generation Capacity | 1 | 2036-10-01 | 0 | MW
Build Battery-Gen 2034_Firm Generation Capacity2037 | Build Battery-Gen_Firm Generation Capacity2037 | System | Battery | Build Battery-Gen 2034 | Build Battery-Gen | Firm Generation Capacity | 1 | 2037-01-01 | 0 | MW
0 | 0 | System | Battery | Build Battery-Gen 2034 | Build Battery-Gen | Firm Generation Capacity | 1 | 2037-04-01 | 0 | MW
0 | 0 | System | Battery | Build Battery-Gen 2034 | Build Battery-Gen | Firm Generation Capacity | 1 | 2037-07-01 | 0 | MW
0 | 0 | System | Battery | Build Battery-Gen 2034 | Build Battery-Gen | Firm Generation Capacity | 1 | 2037-10-01 | 0 | MW
Build Battery-Gen 2034_Firm Generation Capacity2038 | Build Battery-Gen_Firm Generation Capacity2038 | System | Battery | Build Battery-Gen 2034 | Build Battery-Gen | Firm Generation Capacity | 1 | 2038-01-01 | 0 | MW
0 | 0 | System | Battery | Build Battery-Gen 2034 | Build Battery-Gen | Firm Generation Capacity | 1 | 2038-04-01 | 0 | MW
0 | 0 | System | Battery | Build Battery-Gen 2034 | Build Battery-Gen | Firm Generation Capacity | 1 | 2038-07-01 | 0 | MW
0 | 0 | System | Battery | Build Battery-Gen 2034 | Build Battery-Gen | Firm Generation Capacity | 1 | 2038-10-01 | 0 | MW
Build Battery-Gen 2034_Firm Generation Capacity2039 | Build Battery-Gen_Firm Generation Capacity2039 | System | Battery | Build Battery-Gen 2034 | Build Battery-Gen | Firm Generation Capacity | 1 | 2039-01-01 | 0 | MW
0 | 0 | System | Battery | Build Battery-Gen 2034 | Build Battery-Gen | Firm Generation Capacity | 1 | 2039-04-01 | 0 | MW
0 | 0 | System | Battery | Build Battery-Gen 2034 | Build Battery-Gen | Firm Generation Capacity | 1 | 2039-07-01 | 0 | MW
0 | 0 | System | Battery | Build Battery-Gen 2034 | Build Battery-Gen | Firm Generation Capacity | 1 | 2039-10-01 | 0 | MW
Build Battery-Gen 2034_Firm Generation Capacity2040 | Build Battery-Gen_Firm Generation Capacity2040 | System | Battery | Build Battery-Gen 2034 | Build Battery-Gen | Firm Generation Capacity | 1 | 2040-01-01 | 0 | MW
0 | 0 | System | Battery | Build Battery-Gen 2034 | Build Battery-Gen | Firm Generation Capacity | 1 | 2040-04-01 | 0 | MW
0 | 0 | System | Battery | Build Battery-Gen 2034 | Build Battery-Gen | Firm Generation Capacity | 1 | 2040-07-01 | 0 | MW
0 | 0 | System | Battery | Build Battery-Gen 2034 | Build Battery-Gen | Firm Generation Capacity | 1 | 2040-10-01 | 0 | MW
Build Battery-Gen 2034_Firm Generation Capacity2041 | Build Battery-Gen_Firm Generation Capacity2041 | System | Battery | Build Battery-Gen 2034 | Build Battery-Gen | Firm Generation Capacity | 1 | 2041-01-01 | 0 | MW
0 | 0 | System | Battery | Build Battery-Gen 2034 | Build Battery-Gen | Firm Generation Capacity | 1 | 2041-04-01 | 0 | MW
0 | 0 | System | Battery | Build Battery-Gen 2034 | Build Battery-Gen | Firm Generation Capacity | 1 | 2041-07-01 | 0 | MW
0 | 0 | System | Battery | Build Battery-Gen 2034 | Build Battery-Gen | Firm Generation Capacity | 1 | 2041-10-01 | 0 | MW
Build Battery-Gen 2034_Firm Generation Capacity2042 | Build Battery-Gen_Firm Generation Capacity2042 | System | Battery | Build Battery-Gen 2034 | Build Battery-Gen | Firm Generation Capacity | 1 | 2042-01-01 | 0 | MW
0 | 0 | System | Battery | Build Battery-Gen 2034 | Build Battery-Gen | Firm Generation Capacity | 1 | 2042-04-01 | 0 | MW
0 | 0 | System | Battery | Build Battery-Gen 2034 | Build Battery-Gen | Firm Generation Capacity | 1 | 2042-07-01 | 0 | MW
0 | 0 | System | Battery | Build Battery-Gen 2034 | Build Battery-Gen | Firm Generation Capacity | 1 | 2042-10-01 | 0 | MW
Build Battery-Gen 2034_Firm Generation Capacity2043 | Build Battery-Gen_Firm Generation Capacity2043 | System | Battery | Build Battery-Gen 2034 | Build Battery-Gen | Firm Generation Capacity | 1 | 2043-01-01 | 0 | MW
0 | 0 | System | Battery | Build Battery-Gen 2034 | Build Battery-Gen | Firm Generation Capacity | 1 | 2043-04-01 | 0 | MW
0 | 0 | System | Battery | Build Battery-Gen 2034 | Build Battery-Gen | Firm Generation Capacity | 1 | 2043-07-01 | 0 | MW
0 | 0 | System | Battery | Build Battery-Gen 2034 | Build Battery-Gen | Firm Generation Capacity | 1 | 2043-10-01 | 0 | MW
Build Battery-Gen 2035_Firm Generation Capacity2024 | Build Battery-Gen_Firm Generation Capacity2024 | System | Battery | Build Battery-Gen 2035 | Build Battery-Gen | Firm Generation Capacity | 1 | 2024-01-01 | 0 | MW
0 | 0 | System | Battery | Build Battery-Gen 2035 | Build Battery-Gen | Firm Generation Capacity | 1 | 2024-04-01 | 0 | MW
0 | 0 | System | Battery | Build Battery-Gen 2035 | Build Battery-Gen | Firm Generation Capacity | 1 | 2024-07-01 | 0 | MW
0 | 0 | System | Battery | Build Battery-Gen 2035 | Build Battery-Gen | Firm Generation Capacity | 1 | 2024-10-01 | 0 | MW
Build Battery-Gen 2035_Firm Generation Capacity2025 | Build Battery-Gen_Firm Generation Capacity2025 | System | Battery | Build Battery-Gen 2035 | Build Battery-Gen | Firm Generation Capacity | 1 | 2025-01-01 | 0 | MW
0 | 0 | System | Battery | Build Battery-Gen 2035 | Build Battery-Gen | Firm Generation Capacity | 1 | 2025-04-01 | 0 | MW
0 | 0 | System | Battery | Build Battery-Gen 2035 | Build Battery-Gen | Firm Generation Capacity | 1 | 2025-07-01 | 0 | MW
0 | 0 | System | Battery | Build Battery-Gen 2035 | Build Battery-Gen | Firm Generation Capacity | 1 | 2025-10-01 | 0 | MW
Build Battery-Gen 2035_Firm Generation Capacity2026 | Build Battery-Gen_Firm Generation Capacity2026 | System | Battery | Build Battery-Gen 2035 | Build Battery-Gen | Firm Generation Capacity | 1 | 2026-01-01 | 0 | MW
0 | 0 | System | Battery | Build Battery-Gen 2035 | Build Battery-Gen | Firm Generation Capacity | 1 | 2026-04-01 | 0 | MW
0 | 0 | System | Battery | Build Battery-Gen 2035 | Build Battery-Gen | Firm Generation Capacity | 1 | 2026-07-01 | 0 | MW
0 | 0 | System | Battery | Build Battery-Gen 2035 | Build Battery-Gen | Firm Generation Capacity | 1 | 2026-10-01 | 0 | MW
Build Battery-Gen 2035_Firm Generation Capacity2027 | Build Battery-Gen_Firm Generation Capacity2027 | System | Battery | Build Battery-Gen 2035 | Build Battery-Gen | Firm Generation Capacity | 1 | 2027-01-01 | 0 | MW
0 | 0 | System | Battery | Build Battery-Gen 2035 | Build Battery-Gen | Firm Generation Capacity | 1 | 2027-04-01 | 0 | MW
0 | 0 | System | Battery | Build Battery-Gen 2035 | Build Battery-Gen | Firm Generation Capacity | 1 | 2027-07-01 | 0 | MW
0 | 0 | System | Battery | Build Battery-Gen 2035 | Build Battery-Gen | Firm Generation Capacity | 1 | 2027-10-01 | 0 | MW
Build Battery-Gen 2035_Firm Generation Capacity2028 | Build Battery-Gen_Firm Generation Capacity2028 | System | Battery | Build Battery-Gen 2035 | Build Battery-Gen | Firm Generation Capacity | 1 | 2028-01-01 | 0 | MW
0 | 0 | System | Battery | Build Battery-Gen 2035 | Build Battery-Gen | Firm Generation Capacity | 1 | 2028-04-01 | 0 | MW
0 | 0 | System | Battery | Build Battery-Gen 2035 | Build Battery-Gen | Firm Generation Capacity | 1 | 2028-07-01 | 0 | MW
0 | 0 | System | Battery | Build Battery-Gen 2035 | Build Battery-Gen | Firm Generation Capacity | 1 | 2028-10-01 | 0 | MW
Build Battery-Gen 2035_Firm Generation Capacity2029 | Build Battery-Gen_Firm Generation Capacity2029 | System | Battery | Build Battery-Gen 2035 | Build Battery-Gen | Firm Generation Capacity | 1 | 2029-01-01 | 0 | MW
0 | 0 | System | Battery | Build Battery-Gen 2035 | Build Battery-Gen | Firm Generation Capacity | 1 | 2029-04-01 | 0 | MW
0 | 0 | System | Battery | Build Battery-Gen 2035 | Build Battery-Gen | Firm Generation Capacity | 1 | 2029-07-01 | 0 | MW
0 | 0 | System | Battery | Build Battery-Gen 2035 | Build Battery-Gen | Firm Generation Capacity | 1 | 2029-10-01 | 0 | MW
Build Battery-Gen 2035_Firm Generation Capacity2030 | Build Battery-Gen_Firm Generation Capacity2030 | System | Battery | Build Battery-Gen 2035 | Build Battery-Gen | Firm Generation Capacity | 1 | 2030-01-01 | 0 | MW
0 | 0 | System | Battery | Build Battery-Gen 2035 | Build Battery-Gen | Firm Generation Capacity | 1 | 2030-04-01 | 0 | MW
0 | 0 | System | Battery | Build Battery-Gen 2035 | Build Battery-Gen | Firm Generation Capacity | 1 | 2030-07-01 | 0 | MW
0 | 0 | System | Battery | Build Battery-Gen 2035 | Build Battery-Gen | Firm Generation Capacity | 1 | 2030-10-01 | 0 | MW
Build Battery-Gen 2035_Firm Generation Capacity2031 | Build Battery-Gen_Firm Generation Capacity2031 | System | Battery | Build Battery-Gen 2035 | Build Battery-Gen | Firm Generation Capacity | 1 | 2031-01-01 | 0 | MW
0 | 0 | System | Battery | Build Battery-Gen 2035 | Build Battery-Gen | Firm Generation Capacity | 1 | 2031-04-01 | 0 | MW
0 | 0 | System | Battery | Build Battery-Gen 2035 | Build Battery-Gen | Firm Generation Capacity | 1 | 2031-07-01 | 0 | MW
0 | 0 | System | Battery | Build Battery-Gen 2035 | Build Battery-Gen | Firm Generation Capacity | 1 | 2031-10-01 | 0 | MW
Build Battery-Gen 2035_Firm Generation Capacity2032 | Build Battery-Gen_Firm Generation Capacity2032 | System | Battery | Build Battery-Gen 2035 | Build Battery-Gen | Firm Generation Capacity | 1 | 2032-01-01 | 0 | MW
0 | 0 | System | Battery | Build Battery-Gen 2035 | Build Battery-Gen | Firm Generation Capacity | 1 | 2032-04-01 | 0 | MW
0 | 0 | System | Battery | Build Battery-Gen 2035 | Build Battery-Gen | Firm Generation Capacity | 1 | 2032-07-01 | 0 | MW
0 | 0 | System | Battery | Build Battery-Gen 2035 | Build Battery-Gen | Firm Generation Capacity | 1 | 2032-10-01 | 0 | MW
Build Battery-Gen 2035_Firm Generation Capacity2033 | Build Battery-Gen_Firm Generation Capacity2033 | System | Battery | Build Battery-Gen 2035 | Build Battery-Gen | Firm Generation Capacity | 1 | 2033-01-01 | 0 | MW
0 | 0 | System | Battery | Build Battery-Gen 2035 | Build Battery-Gen | Firm Generation Capacity | 1 | 2033-04-01 | 0 | MW
0 | 0 | System | Battery | Build Battery-Gen 2035 | Build Battery-Gen | Firm Generation Capacity | 1 | 2033-07-01 | 0 | MW
0 | 0 | System | Battery | Build Battery-Gen 2035 | Build Battery-Gen | Firm Generation Capacity | 1 | 2033-10-01 | 0 | MW
Build Battery-Gen 2035_Firm Generation Capacity2034 | Build Battery-Gen_Firm Generation Capacity2034 | System | Battery | Build Battery-Gen 2035 | Build Battery-Gen | Firm Generation Capacity | 1 | 2034-01-01 | 0 | MW
0 | 0 | System | Battery | Build Battery-Gen 2035 | Build Battery-Gen | Firm Generation Capacity | 1 | 2034-04-01 | 0 | MW
0 | 0 | System | Battery | Build Battery-Gen 2035 | Build Battery-Gen | Firm Generation Capacity | 1 | 2034-07-01 | 0 | MW
0 | 0 | System | Battery | Build Battery-Gen 2035 | Build Battery-Gen | Firm Generation Capacity | 1 | 2034-10-01 | 0 | MW
Build Battery-Gen 2035_Firm Generation Capacity2035 | Build Battery-Gen_Firm Generation Capacity2035 | System | Battery | Build Battery-Gen 2035 | Build Battery-Gen | Firm Generation Capacity | 1 | 2035-01-01 | 0 | MW
0 | 0 | System | Battery | Build Battery-Gen 2035 | Build Battery-Gen | Firm Generation Capacity | 1 | 2035-04-01 | 0 | MW
0 | 0 | System | Battery | Build Battery-Gen 2035 | Build Battery-Gen | Firm Generation Capacity | 1 | 2035-07-01 | 0 | MW
0 | 0 | System | Battery | Build Battery-Gen 2035 | Build Battery-Gen | Firm Generation Capacity | 1 | 2035-10-01 | 0 | MW
Build Battery-Gen 2035_Firm Generation Capacity2036 | Build Battery-Gen_Firm Generation Capacity2036 | System | Battery | Build Battery-Gen 2035 | Build Battery-Gen | Firm Generation Capacity | 1 | 2036-01-01 | 0 | MW
0 | 0 | System | Battery | Build Battery-Gen 2035 | Build Battery-Gen | Firm Generation Capacity | 1 | 2036-04-01 | 0 | MW
0 | 0 | System | Battery | Build Battery-Gen 2035 | Build Battery-Gen | Firm Generation Capacity | 1 | 2036-07-01 | 0 | MW
0 | 0 | System | Battery | Build Battery-Gen 2035 | Build Battery-Gen | Firm Generation Capacity | 1 | 2036-10-01 | 0 | MW
Build Battery-Gen 2035_Firm Generation Capacity2037 | Build Battery-Gen_Firm Generation Capacity2037 | System | Battery | Build Battery-Gen 2035 | Build Battery-Gen | Firm Generation Capacity | 1 | 2037-01-01 | 0 | MW
0 | 0 | System | Battery | Build Battery-Gen 2035 | Build Battery-Gen | Firm Generation Capacity | 1 | 2037-04-01 | 0 | MW
0 | 0 | System | Battery | Build Battery-Gen 2035 | Build Battery-Gen | Firm Generation Capacity | 1 | 2037-07-01 | 0 | MW
0 | 0 | System | Battery | Build Battery-Gen 2035 | Build Battery-Gen | Firm Generation Capacity | 1 | 2037-10-01 | 0 | MW
Build Battery-Gen 2035_Firm Generation Capacity2038 | Build Battery-Gen_Firm Generation Capacity2038 | System | Battery | Build Battery-Gen 2035 | Build Battery-Gen | Firm Generation Capacity | 1 | 2038-01-01 | 0 | MW
0 | 0 | System | Battery | Build Battery-Gen 2035 | Build Battery-Gen | Firm Generation Capacity | 1 | 2038-04-01 | 0 | MW
0 | 0 | System | Battery | Build Battery-Gen 2035 | Build Battery-Gen | Firm Generation Capacity | 1 | 2038-07-01 | 0 | MW
0 | 0 | System | Battery | Build Battery-Gen 2035 | Build Battery-Gen | Firm Generation Capacity | 1 | 2038-10-01 | 0 | MW
Build Battery-Gen 2035_Firm Generation Capacity2039 | Build Battery-Gen_Firm Generation Capacity2039 | System | Battery | Build Battery-Gen 2035 | Build Battery-Gen | Firm Generation Capacity | 1 | 2039-01-01 | 0 | MW
0 | 0 | System | Battery | Build Battery-Gen 2035 | Build Battery-Gen | Firm Generation Capacity | 1 | 2039-04-01 | 0 | MW
0 | 0 | System | Battery | Build Battery-Gen 2035 | Build Battery-Gen | Firm Generation Capacity | 1 | 2039-07-01 | 0 | MW
0 | 0 | System | Battery | Build Battery-Gen 2035 | Build Battery-Gen | Firm Generation Capacity | 1 | 2039-10-01 | 0 | MW
Build Battery-Gen 2035_Firm Generation Capacity2040 | Build Battery-Gen_Firm Generation Capacity2040 | System | Battery | Build Battery-Gen 2035 | Build Battery-Gen | Firm Generation Capacity | 1 | 2040-01-01 | 0 | MW
0 | 0 | System | Battery | Build Battery-Gen 2035 | Build Battery-Gen | Firm Generation Capacity | 1 | 2040-04-01 | 0 | MW
0 | 0 | System | Battery | Build Battery-Gen 2035 | Build Battery-Gen | Firm Generation Capacity | 1 | 2040-07-01 | 0 | MW
0 | 0 | System | Battery | Build Battery-Gen 2035 | Build Battery-Gen | Firm Generation Capacity | 1 | 2040-10-01 | 0 | MW
Build Battery-Gen 2035_Firm Generation Capacity2041 | Build Battery-Gen_Firm Generation Capacity2041 | System | Battery | Build Battery-Gen 2035 | Build Battery-Gen | Firm Generation Capacity | 1 | 2041-01-01 | 0 | MW
0 | 0 | System | Battery | Build Battery-Gen 2035 | Build Battery-Gen | Firm Generation Capacity | 1 | 2041-04-01 | 0 | MW
0 | 0 | System | Battery | Build Battery-Gen 2035 | Build Battery-Gen | Firm Generation Capacity | 1 | 2041-07-01 | 0 | MW
0 | 0 | System | Battery | Build Battery-Gen 2035 | Build Battery-Gen | Firm Generation Capacity | 1 | 2041-10-01 | 0 | MW
Build Battery-Gen 2035_Firm Generation Capacity2042 | Build Battery-Gen_Firm Generation Capacity2042 | System | Battery | Build Battery-Gen 2035 | Build Battery-Gen | Firm Generation Capacity | 1 | 2042-01-01 | 0 | MW
0 | 0 | System | Battery | Build Battery-Gen 2035 | Build Battery-Gen | Firm Generation Capacity | 1 | 2042-04-01 | 0 | MW
0 | 0 | System | Battery | Build Battery-Gen 2035 | Build Battery-Gen | Firm Generation Capacity | 1 | 2042-07-01 | 0 | MW
0 | 0 | System | Battery | Build Battery-Gen 2035 | Build Battery-Gen | Firm Generation Capacity | 1 | 2042-10-01 | 0 | MW
Build Battery-Gen 2035_Firm Generation Capacity2043 | Build Battery-Gen_Firm Generation Capacity2043 | System | Battery | Build Battery-Gen 2035 | Build Battery-Gen | Firm Generation Capacity | 1 | 2043-01-01 | 0 | MW
0 | 0 | System | Battery | Build Battery-Gen 2035 | Build Battery-Gen | Firm Generation Capacity | 1 | 2043-04-01 | 0 | MW
0 | 0 | System | Battery | Build Battery-Gen 2035 | Build Battery-Gen | Firm Generation Capacity | 1 | 2043-07-01 | 0 | MW
0 | 0 | System | Battery | Build Battery-Gen 2035 | Build Battery-Gen | Firm Generation Capacity | 1 | 2043-10-01 | 0 | MW
Build Battery-Gen 2036_Firm Generation Capacity2024 | Build Battery-Gen_Firm Generation Capacity2024 | System | Battery | Build Battery-Gen 2036 | Build Battery-Gen | Firm Generation Capacity | 1 | 2024-01-01 | 0 | MW
0 | 0 | System | Battery | Build Battery-Gen 2036 | Build Battery-Gen | Firm Generation Capacity | 1 | 2024-04-01 | 0 | MW
0 | 0 | System | Battery | Build Battery-Gen 2036 | Build Battery-Gen | Firm Generation Capacity | 1 | 2024-07-01 | 0 | MW
0 | 0 | System | Battery | Build Battery-Gen 2036 | Build Battery-Gen | Firm Generation Capacity | 1 | 2024-10-01 | 0 | MW
Build Battery-Gen 2036_Firm Generation Capacity2025 | Build Battery-Gen_Firm Generation Capacity2025 | System | Battery | Build Battery-Gen 2036 | Build Battery-Gen | Firm Generation Capacity | 1 | 2025-01-01 | 0 | MW
0 | 0 | System | Battery | Build Battery-Gen 2036 | Build Battery-Gen | Firm Generation Capacity | 1 | 2025-04-01 | 0 | MW
0 | 0 | System | Battery | Build Battery-Gen 2036 | Build Battery-Gen | Firm Generation Capacity | 1 | 2025-07-01 | 0 | MW
0 | 0 | System | Battery | Build Battery-Gen 2036 | Build Battery-Gen | Firm Generation Capacity | 1 | 2025-10-01 | 0 | MW
Build Battery-Gen 2036_Firm Generation Capacity2026 | Build Battery-Gen_Firm Generation Capacity2026 | System | Battery | Build Battery-Gen 2036 | Build Battery-Gen | Firm Generation Capacity | 1 | 2026-01-01 | 0 | MW
0 | 0 | System | Battery | Build Battery-Gen 2036 | Build Battery-Gen | Firm Generation Capacity | 1 | 2026-04-01 | 0 | MW
0 | 0 | System | Battery | Build Battery-Gen 2036 | Build Battery-Gen | Firm Generation Capacity | 1 | 2026-07-01 | 0 | MW
0 | 0 | System | Battery | Build Battery-Gen 2036 | Build Battery-Gen | Firm Generation Capacity | 1 | 2026-10-01 | 0 | MW
Build Battery-Gen 2036_Firm Generation Capacity2027 | Build Battery-Gen_Firm Generation Capacity2027 | System | Battery | Build Battery-Gen 2036 | Build Battery-Gen | Firm Generation Capacity | 1 | 2027-01-01 | 0 | MW
0 | 0 | System | Battery | Build Battery-Gen 2036 | Build Battery-Gen | Firm Generation Capacity | 1 | 2027-04-01 | 0 | MW
0 | 0 | System | Battery | Build Battery-Gen 2036 | Build Battery-Gen | Firm Generation Capacity | 1 | 2027-07-01 | 0 | MW
0 | 0 | System | Battery | Build Battery-Gen 2036 | Build Battery-Gen | Firm Generation Capacity | 1 | 2027-10-01 | 0 | MW
Build Battery-Gen 2036_Firm Generation Capacity2028 | Build Battery-Gen_Firm Generation Capacity2028 | System | Battery | Build Battery-Gen 2036 | Build Battery-Gen | Firm Generation Capacity | 1 | 2028-01-01 | 0 | MW
0 | 0 | System | Battery | Build Battery-Gen 2036 | Build Battery-Gen | Firm Generation Capacity | 1 | 2028-04-01 | 0 | MW
0 | 0 | System | Battery | Build Battery-Gen 2036 | Build Battery-Gen | Firm Generation Capacity | 1 | 2028-07-01 | 0 | MW
0 | 0 | System | Battery | Build Battery-Gen 2036 | Build Battery-Gen | Firm Generation Capacity | 1 | 2028-10-01 | 0 | MW
Build Battery-Gen 2036_Firm Generation Capacity2029 | Build Battery-Gen_Firm Generation Capacity2029 | System | Battery | Build Battery-Gen 2036 | Build Battery-Gen | Firm Generation Capacity | 1 | 2029-01-01 | 0 | MW
0 | 0 | System | Battery | Build Battery-Gen 2036 | Build Battery-Gen | Firm Generation Capacity | 1 | 2029-04-01 | 0 | MW
0 | 0 | System | Battery | Build Battery-Gen 2036 | Build Battery-Gen | Firm Generation Capacity | 1 | 2029-07-01 | 0 | MW
0 | 0 | System | Battery | Build Battery-Gen 2036 | Build Battery-Gen | Firm Generation Capacity | 1 | 2029-10-01 | 0 | MW
Build Battery-Gen 2036_Firm Generation Capacity2030 | Build Battery-Gen_Firm Generation Capacity2030 | System | Battery | Build Battery-Gen 2036 | Build Battery-Gen | Firm Generation Capacity | 1 | 2030-01-01 | 0 | MW
0 | 0 | System | Battery | Build Battery-Gen 2036 | Build Battery-Gen | Firm Generation Capacity | 1 | 2030-04-01 | 0 | MW
0 | 0 | System | Battery | Build Battery-Gen 2036 | Build Battery-Gen | Firm Generation Capacity | 1 | 2030-07-01 | 0 | MW
0 | 0 | System | Battery | Build Battery-Gen 2036 | Build Battery-Gen | Firm Generation Capacity | 1 | 2030-10-01 | 0 | MW
Build Battery-Gen 2036_Firm Generation Capacity2031 | Build Battery-Gen_Firm Generation Capacity2031 | System | Battery | Build Battery-Gen 2036 | Build Battery-Gen | Firm Generation Capacity | 1 | 2031-01-01 | 0 | MW
0 | 0 | System | Battery | Build Battery-Gen 2036 | Build Battery-Gen | Firm Generation Capacity | 1 | 2031-04-01 | 0 | MW
0 | 0 | System | Battery | Build Battery-Gen 2036 | Build Battery-Gen | Firm Generation Capacity | 1 | 2031-07-01 | 0 | MW
0 | 0 | System | Battery | Build Battery-Gen 2036 | Build Battery-Gen | Firm Generation Capacity | 1 | 2031-10-01 | 0 | MW
Build Battery-Gen 2036_Firm Generation Capacity2032 | Build Battery-Gen_Firm Generation Capacity2032 | System | Battery | Build Battery-Gen 2036 | Build Battery-Gen | Firm Generation Capacity | 1 | 2032-01-01 | 0 | MW
0 | 0 | System | Battery | Build Battery-Gen 2036 | Build Battery-Gen | Firm Generation Capacity | 1 | 2032-04-01 | 0 | MW
0 | 0 | System | Battery | Build Battery-Gen 2036 | Build Battery-Gen | Firm Generation Capacity | 1 | 2032-07-01 | 0 | MW
0 | 0 | System | Battery | Build Battery-Gen 2036 | Build Battery-Gen | Firm Generation Capacity | 1 | 2032-10-01 | 0 | MW
Build Battery-Gen 2036_Firm Generation Capacity2033 | Build Battery-Gen_Firm Generation Capacity2033 | System | Battery | Build Battery-Gen 2036 | Build Battery-Gen | Firm Generation Capacity | 1 | 2033-01-01 | 0 | MW
0 | 0 | System | Battery | Build Battery-Gen 2036 | Build Battery-Gen | Firm Generation Capacity | 1 | 2033-04-01 | 0 | MW
0 | 0 | System | Battery | Build Battery-Gen 2036 | Build Battery-Gen | Firm Generation Capacity | 1 | 2033-07-01 | 0 | MW
0 | 0 | System | Battery | Build Battery-Gen 2036 | Build Battery-Gen | Firm Generation Capacity | 1 | 2033-10-01 | 0 | MW
Build Battery-Gen 2036_Firm Generation Capacity2034 | Build Battery-Gen_Firm Generation Capacity2034 | System | Battery | Build Battery-Gen 2036 | Build Battery-Gen | Firm Generation Capacity | 1 | 2034-01-01 | 0 | MW
0 | 0 | System | Battery | Build Battery-Gen 2036 | Build Battery-Gen | Firm Generation Capacity | 1 | 2034-04-01 | 0 | MW
0 | 0 | System | Battery | Build Battery-Gen 2036 | Build Battery-Gen | Firm Generation Capacity | 1 | 2034-07-01 | 0 | MW
0 | 0 | System | Battery | Build Battery-Gen 2036 | Build Battery-Gen | Firm Generation Capacity | 1 | 2034-10-01 | 0 | MW
Build Battery-Gen 2036_Firm Generation Capacity2035 | Build Battery-Gen_Firm Generation Capacity2035 | System | Battery | Build Battery-Gen 2036 | Build Battery-Gen | Firm Generation Capacity | 1 | 2035-01-01 | 0 | MW
0 | 0 | System | Battery | Build Battery-Gen 2036 | Build Battery-Gen | Firm Generation Capacity | 1 | 2035-04-01 | 0 | MW
0 | 0 | System | Battery | Build Battery-Gen 2036 | Build Battery-Gen | Firm Generation Capacity | 1 | 2035-07-01 | 0 | MW
0 | 0 | System | Battery | Build Battery-Gen 2036 | Build Battery-Gen | Firm Generation Capacity | 1 | 2035-10-01 | 0 | MW
Build Battery-Gen 2036_Firm Generation Capacity2036 | Build Battery-Gen_Firm Generation Capacity2036 | System | Battery | Build Battery-Gen 2036 | Build Battery-Gen | Firm Generation Capacity | 1 | 2036-01-01 | 0 | MW
0 | 0 | System | Battery | Build Battery-Gen 2036 | Build Battery-Gen | Firm Generation Capacity | 1 | 2036-04-01 | 0 | MW
0 | 0 | System | Battery | Build Battery-Gen 2036 | Build Battery-Gen | Firm Generation Capacity | 1 | 2036-07-01 | 0 | MW
0 | 0 | System | Battery | Build Battery-Gen 2036 | Build Battery-Gen | Firm Generation Capacity | 1 | 2036-10-01 | 0 | MW
Build Battery-Gen 2036_Firm Generation Capacity2037 | Build Battery-Gen_Firm Generation Capacity2037 | System | Battery | Build Battery-Gen 2036 | Build Battery-Gen | Firm Generation Capacity | 1 | 2037-01-01 | 0 | MW
0 | 0 | System | Battery | Build Battery-Gen 2036 | Build Battery-Gen | Firm Generation Capacity | 1 | 2037-04-01 | 0 | MW
0 | 0 | System | Battery | Build Battery-Gen 2036 | Build Battery-Gen | Firm Generation Capacity | 1 | 2037-07-01 | 0 | MW
0 | 0 | System | Battery | Build Battery-Gen 2036 | Build Battery-Gen | Firm Generation Capacity | 1 | 2037-10-01 | 0 | MW
Build Battery-Gen 2036_Firm Generation Capacity2038 | Build Battery-Gen_Firm Generation Capacity2038 | System | Battery | Build Battery-Gen 2036 | Build Battery-Gen | Firm Generation Capacity | 1 | 2038-01-01 | 0 | MW
0 | 0 | System | Battery | Build Battery-Gen 2036 | Build Battery-Gen | Firm Generation Capacity | 1 | 2038-04-01 | 0 | MW
0 | 0 | System | Battery | Build Battery-Gen 2036 | Build Battery-Gen | Firm Generation Capacity | 1 | 2038-07-01 | 0 | MW
0 | 0 | System | Battery | Build Battery-Gen 2036 | Build Battery-Gen | Firm Generation Capacity | 1 | 2038-10-01 | 0 | MW
Build Battery-Gen 2036_Firm Generation Capacity2039 | Build Battery-Gen_Firm Generation Capacity2039 | System | Battery | Build Battery-Gen 2036 | Build Battery-Gen | Firm Generation Capacity | 1 | 2039-01-01 | 0 | MW
0 | 0 | System | Battery | Build Battery-Gen 2036 | Build Battery-Gen | Firm Generation Capacity | 1 | 2039-04-01 | 0 | MW
0 | 0 | System | Battery | Build Battery-Gen 2036 | Build Battery-Gen | Firm Generation Capacity | 1 | 2039-07-01 | 0 | MW
0 | 0 | System | Battery | Build Battery-Gen 2036 | Build Battery-Gen | Firm Generation Capacity | 1 | 2039-10-01 | 0 | MW
Build Battery-Gen 2036_Firm Generation Capacity2040 | Build Battery-Gen_Firm Generation Capacity2040 | System | Battery | Build Battery-Gen 2036 | Build Battery-Gen | Firm Generation Capacity | 1 | 2040-01-01 | 0 | MW
0 | 0 | System | Battery | Build Battery-Gen 2036 | Build Battery-Gen | Firm Generation Capacity | 1 | 2040-04-01 | 0 | MW
0 | 0 | System | Battery | Build Battery-Gen 2036 | Build Battery-Gen | Firm Generation Capacity | 1 | 2040-07-01 | 0 | MW
0 | 0 | System | Battery | Build Battery-Gen 2036 | Build Battery-Gen | Firm Generation Capacity | 1 | 2040-10-01 | 0 | MW
Build Battery-Gen 2036_Firm Generation Capacity2041 | Build Battery-Gen_Firm Generation Capacity2041 | System | Battery | Build Battery-Gen 2036 | Build Battery-Gen | Firm Generation Capacity | 1 | 2041-01-01 | 0 | MW
0 | 0 | System | Battery | Build Battery-Gen 2036 | Build Battery-Gen | Firm Generation Capacity | 1 | 2041-04-01 | 0 | MW
0 | 0 | System | Battery | Build Battery-Gen 2036 | Build Battery-Gen | Firm Generation Capacity | 1 | 2041-07-01 | 0 | MW
0 | 0 | System | Battery | Build Battery-Gen 2036 | Build Battery-Gen | Firm Generation Capacity | 1 | 2041-10-01 | 0 | MW
Build Battery-Gen 2036_Firm Generation Capacity2042 | Build Battery-Gen_Firm Generation Capacity2042 | System | Battery | Build Battery-Gen 2036 | Build Battery-Gen | Firm Generation Capacity | 1 | 2042-01-01 | 0 | MW
0 | 0 | System | Battery | Build Battery-Gen 2036 | Build Battery-Gen | Firm Generation Capacity | 1 | 2042-04-01 | 0 | MW
0 | 0 | System | Battery | Build Battery-Gen 2036 | Build Battery-Gen | Firm Generation Capacity | 1 | 2042-07-01 | 0 | MW
0 | 0 | System | Battery | Build Battery-Gen 2036 | Build Battery-Gen | Firm Generation Capacity | 1 | 2042-10-01 | 0 | MW
Build Battery-Gen 2036_Firm Generation Capacity2043 | Build Battery-Gen_Firm Generation Capacity2043 | System | Battery | Build Battery-Gen 2036 | Build Battery-Gen | Firm Generation Capacity | 1 | 2043-01-01 | 0 | MW
0 | 0 | System | Battery | Build Battery-Gen 2036 | Build Battery-Gen | Firm Generation Capacity | 1 | 2043-04-01 | 0 | MW
0 | 0 | System | Battery | Build Battery-Gen 2036 | Build Battery-Gen | Firm Generation Capacity | 1 | 2043-07-01 | 0 | MW
0 | 0 | System | Battery | Build Battery-Gen 2036 | Build Battery-Gen | Firm Generation Capacity | 1 | 2043-10-01 | 0 | MW
Build Battery-Gen 2037_Firm Generation Capacity2024 | Build Battery-Gen_Firm Generation Capacity2024 | System | Battery | Build Battery-Gen 2037 | Build Battery-Gen | Firm Generation Capacity | 1 | 2024-01-01 | 0 | MW
0 | 0 | System | Battery | Build Battery-Gen 2037 | Build Battery-Gen | Firm Generation Capacity | 1 | 2024-04-01 | 0 | MW
0 | 0 | System | Battery | Build Battery-Gen 2037 | Build Battery-Gen | Firm Generation Capacity | 1 | 2024-07-01 | 0 | MW
0 | 0 | System | Battery | Build Battery-Gen 2037 | Build Battery-Gen | Firm Generation Capacity | 1 | 2024-10-01 | 0 | MW
Build Battery-Gen 2037_Firm Generation Capacity2025 | Build Battery-Gen_Firm Generation Capacity2025 | System | Battery | Build Battery-Gen 2037 | Build Battery-Gen | Firm Generation Capacity | 1 | 2025-01-01 | 0 | MW
0 | 0 | System | Battery | Build Battery-Gen 2037 | Build Battery-Gen | Firm Generation Capacity | 1 | 2025-04-01 | 0 | MW
0 | 0 | System | Battery | Build Battery-Gen 2037 | Build Battery-Gen | Firm Generation Capacity | 1 | 2025-07-01 | 0 | MW
0 | 0 | System | Battery | Build Battery-Gen 2037 | Build Battery-Gen | Firm Generation Capacity | 1 | 2025-10-01 | 0 | MW
Build Battery-Gen 2037_Firm Generation Capacity2026 | Build Battery-Gen_Firm Generation Capacity2026 | System | Battery | Build Battery-Gen 2037 | Build Battery-Gen | Firm Generation Capacity | 1 | 2026-01-01 | 0 | MW
0 | 0 | System | Battery | Build Battery-Gen 2037 | Build Battery-Gen | Firm Generation Capacity | 1 | 2026-04-01 | 0 | MW
0 | 0 | System | Battery | Build Battery-Gen 2037 | Build Battery-Gen | Firm Generation Capacity | 1 | 2026-07-01 | 0 | MW
0 | 0 | System | Battery | Build Battery-Gen 2037 | Build Battery-Gen | Firm Generation Capacity | 1 | 2026-10-01 | 0 | MW
Build Battery-Gen 2037_Firm Generation Capacity2027 | Build Battery-Gen_Firm Generation Capacity2027 | System | Battery | Build Battery-Gen 2037 | Build Battery-Gen | Firm Generation Capacity | 1 | 2027-01-01 | 0 | MW
0 | 0 | System | Battery | Build Battery-Gen 2037 | Build Battery-Gen | Firm Generation Capacity | 1 | 2027-04-01 | 0 | MW
0 | 0 | System | Battery | Build Battery-Gen 2037 | Build Battery-Gen | Firm Generation Capacity | 1 | 2027-07-01 | 0 | MW
0 | 0 | System | Battery | Build Battery-Gen 2037 | Build Battery-Gen | Firm Generation Capacity | 1 | 2027-10-01 | 0 | MW
Build Battery-Gen 2037_Firm Generation Capacity2028 | Build Battery-Gen_Firm Generation Capacity2028 | System | Battery | Build Battery-Gen 2037 | Build Battery-Gen | Firm Generation Capacity | 1 | 2028-01-01 | 0 | MW
0 | 0 | System | Battery | Build Battery-Gen 2037 | Build Battery-Gen | Firm Generation Capacity | 1 | 2028-04-01 | 0 | MW
0 | 0 | System | Battery | Build Battery-Gen 2037 | Build Battery-Gen | Firm Generation Capacity | 1 | 2028-07-01 | 0 | MW
0 | 0 | System | Battery | Build Battery-Gen 2037 | Build Battery-Gen | Firm Generation Capacity | 1 | 2028-10-01 | 0 | MW
Build Battery-Gen 2037_Firm Generation Capacity2029 | Build Battery-Gen_Firm Generation Capacity2029 | System | Battery | Build Battery-Gen 2037 | Build Battery-Gen | Firm Generation Capacity | 1 | 2029-01-01 | 0 | MW
0 | 0 | System | Battery | Build Battery-Gen 2037 | Build Battery-Gen | Firm Generation Capacity | 1 | 2029-04-01 | 0 | MW
0 | 0 | System | Battery | Build Battery-Gen 2037 | Build Battery-Gen | Firm Generation Capacity | 1 | 2029-07-01 | 0 | MW
0 | 0 | System | Battery | Build Battery-Gen 2037 | Build Battery-Gen | Firm Generation Capacity | 1 | 2029-10-01 | 0 | MW
Build Battery-Gen 2037_Firm Generation Capacity2030 | Build Battery-Gen_Firm Generation Capacity2030 | System | Battery | Build Battery-Gen 2037 | Build Battery-Gen | Firm Generation Capacity | 1 | 2030-01-01 | 0 | MW
0 | 0 | System | Battery | Build Battery-Gen 2037 | Build Battery-Gen | Firm Generation Capacity | 1 | 2030-04-01 | 0 | MW
0 | 0 | System | Battery | Build Battery-Gen 2037 | Build Battery-Gen | Firm Generation Capacity | 1 | 2030-07-01 | 0 | MW
0 | 0 | System | Battery | Build Battery-Gen 2037 | Build Battery-Gen | Firm Generation Capacity | 1 | 2030-10-01 | 0 | MW
Build Battery-Gen 2037_Firm Generation Capacity2031 | Build Battery-Gen_Firm Generation Capacity2031 | System | Battery | Build Battery-Gen 2037 | Build Battery-Gen | Firm Generation Capacity | 1 | 2031-01-01 | 0 | MW
0 | 0 | System | Battery | Build Battery-Gen 2037 | Build Battery-Gen | Firm Generation Capacity | 1 | 2031-04-01 | 0 | MW
0 | 0 | System | Battery | Build Battery-Gen 2037 | Build Battery-Gen | Firm Generation Capacity | 1 | 2031-07-01 | 0 | MW
0 | 0 | System | Battery | Build Battery-Gen 2037 | Build Battery-Gen | Firm Generation Capacity | 1 | 2031-10-01 | 0 | MW
Build Battery-Gen 2037_Firm Generation Capacity2032 | Build Battery-Gen_Firm Generation Capacity2032 | System | Battery | Build Battery-Gen 2037 | Build Battery-Gen | Firm Generation Capacity | 1 | 2032-01-01 | 0 | MW
0 | 0 | System | Battery | Build Battery-Gen 2037 | Build Battery-Gen | Firm Generation Capacity | 1 | 2032-04-01 | 0 | MW
0 | 0 | System | Battery | Build Battery-Gen 2037 | Build Battery-Gen | Firm Generation Capacity | 1 | 2032-07-01 | 0 | MW
0 | 0 | System | Battery | Build Battery-Gen 2037 | Build Battery-Gen | Firm Generation Capacity | 1 | 2032-10-01 | 0 | MW
Build Battery-Gen 2037_Firm Generation Capacity2033 | Build Battery-Gen_Firm Generation Capacity2033 | System | Battery | Build Battery-Gen 2037 | Build Battery-Gen | Firm Generation Capacity | 1 | 2033-01-01 | 0 | MW
0 | 0 | System | Battery | Build Battery-Gen 2037 | Build Battery-Gen | Firm Generation Capacity | 1 | 2033-04-01 | 0 | MW
0 | 0 | System | Battery | Build Battery-Gen 2037 | Build Battery-Gen | Firm Generation Capacity | 1 | 2033-07-01 | 0 | MW
0 | 0 | System | Battery | Build Battery-Gen 2037 | Build Battery-Gen | Firm Generation Capacity | 1 | 2033-10-01 | 0 | MW
Build Battery-Gen 2037_Firm Generation Capacity2034 | Build Battery-Gen_Firm Generation Capacity2034 | System | Battery | Build Battery-Gen 2037 | Build Battery-Gen | Firm Generation Capacity | 1 | 2034-01-01 | 0 | MW
0 | 0 | System | Battery | Build Battery-Gen 2037 | Build Battery-Gen | Firm Generation Capacity | 1 | 2034-04-01 | 0 | MW
0 | 0 | System | Battery | Build Battery-Gen 2037 | Build Battery-Gen | Firm Generation Capacity | 1 | 2034-07-01 | 0 | MW
0 | 0 | System | Battery | Build Battery-Gen 2037 | Build Battery-Gen | Firm Generation Capacity | 1 | 2034-10-01 | 0 | MW
Build Battery-Gen 2037_Firm Generation Capacity2035 | Build Battery-Gen_Firm Generation Capacity2035 | System | Battery | Build Battery-Gen 2037 | Build Battery-Gen | Firm Generation Capacity | 1 | 2035-01-01 | 0 | MW
0 | 0 | System | Battery | Build Battery-Gen 2037 | Build Battery-Gen | Firm Generation Capacity | 1 | 2035-04-01 | 0 | MW
0 | 0 | System | Battery | Build Battery-Gen 2037 | Build Battery-Gen | Firm Generation Capacity | 1 | 2035-07-01 | 0 | MW
0 | 0 | System | Battery | Build Battery-Gen 2037 | Build Battery-Gen | Firm Generation Capacity | 1 | 2035-10-01 | 0 | MW
Build Battery-Gen 2037_Firm Generation Capacity2036 | Build Battery-Gen_Firm Generation Capacity2036 | System | Battery | Build Battery-Gen 2037 | Build Battery-Gen | Firm Generation Capacity | 1 | 2036-01-01 | 0 | MW
0 | 0 | System | Battery | Build Battery-Gen 2037 | Build Battery-Gen | Firm Generation Capacity | 1 | 2036-04-01 | 0 | MW
0 | 0 | System | Battery | Build Battery-Gen 2037 | Build Battery-Gen | Firm Generation Capacity | 1 | 2036-07-01 | 0 | MW
0 | 0 | System | Battery | Build Battery-Gen 2037 | Build Battery-Gen | Firm Generation Capacity | 1 | 2036-10-01 | 0 | MW
Build Battery-Gen 2037_Firm Generation Capacity2037 | Build Battery-Gen_Firm Generation Capacity2037 | System | Battery | Build Battery-Gen 2037 | Build Battery-Gen | Firm Generation Capacity | 1 | 2037-01-01 | 0 | MW
0 | 0 | System | Battery | Build Battery-Gen 2037 | Build Battery-Gen | Firm Generation Capacity | 1 | 2037-04-01 | 0 | MW
0 | 0 | System | Battery | Build Battery-Gen 2037 | Build Battery-Gen | Firm Generation Capacity | 1 | 2037-07-01 | 0 | MW
0 | 0 | System | Battery | Build Battery-Gen 2037 | Build Battery-Gen | Firm Generation Capacity | 1 | 2037-10-01 | 0 | MW
Build Battery-Gen 2037_Firm Generation Capacity2038 | Build Battery-Gen_Firm Generation Capacity2038 | System | Battery | Build Battery-Gen 2037 | Build Battery-Gen | Firm Generation Capacity | 1 | 2038-01-01 | 0 | MW
0 | 0 | System | Battery | Build Battery-Gen 2037 | Build Battery-Gen | Firm Generation Capacity | 1 | 2038-04-01 | 0 | MW
0 | 0 | System | Battery | Build Battery-Gen 2037 | Build Battery-Gen | Firm Generation Capacity | 1 | 2038-07-01 | 0 | MW
0 | 0 | System | Battery | Build Battery-Gen 2037 | Build Battery-Gen | Firm Generation Capacity | 1 | 2038-10-01 | 0 | MW
Build Battery-Gen 2037_Firm Generation Capacity2039 | Build Battery-Gen_Firm Generation Capacity2039 | System | Battery | Build Battery-Gen 2037 | Build Battery-Gen | Firm Generation Capacity | 1 | 2039-01-01 | 0 | MW
0 | 0 | System | Battery | Build Battery-Gen 2037 | Build Battery-Gen | Firm Generation Capacity | 1 | 2039-04-01 | 0 | MW
0 | 0 | System | Battery | Build Battery-Gen 2037 | Build Battery-Gen | Firm Generation Capacity | 1 | 2039-07-01 | 0 | MW
0 | 0 | System | Battery | Build Battery-Gen 2037 | Build Battery-Gen | Firm Generation Capacity | 1 | 2039-10-01 | 0 | MW
Build Battery-Gen 2037_Firm Generation Capacity2040 | Build Battery-Gen_Firm Generation Capacity2040 | System | Battery | Build Battery-Gen 2037 | Build Battery-Gen | Firm Generation Capacity | 1 | 2040-01-01 | 0 | MW
0 | 0 | System | Battery | Build Battery-Gen 2037 | Build Battery-Gen | Firm Generation Capacity | 1 | 2040-04-01 | 0 | MW
0 | 0 | System | Battery | Build Battery-Gen 2037 | Build Battery-Gen | Firm Generation Capacity | 1 | 2040-07-01 | 0 | MW
0 | 0 | System | Battery | Build Battery-Gen 2037 | Build Battery-Gen | Firm Generation Capacity | 1 | 2040-10-01 | 0 | MW
Build Battery-Gen 2037_Firm Generation Capacity2041 | Build Battery-Gen_Firm Generation Capacity2041 | System | Battery | Build Battery-Gen 2037 | Build Battery-Gen | Firm Generation Capacity | 1 | 2041-01-01 | 0 | MW
0 | 0 | System | Battery | Build Battery-Gen 2037 | Build Battery-Gen | Firm Generation Capacity | 1 | 2041-04-01 | 0 | MW
0 | 0 | System | Battery | Build Battery-Gen 2037 | Build Battery-Gen | Firm Generation Capacity | 1 | 2041-07-01 | 0 | MW
0 | 0 | System | Battery | Build Battery-Gen 2037 | Build Battery-Gen | Firm Generation Capacity | 1 | 2041-10-01 | 0 | MW
Build Battery-Gen 2037_Firm Generation Capacity2042 | Build Battery-Gen_Firm Generation Capacity2042 | System | Battery | Build Battery-Gen 2037 | Build Battery-Gen | Firm Generation Capacity | 1 | 2042-01-01 | 0 | MW
0 | 0 | System | Battery | Build Battery-Gen 2037 | Build Battery-Gen | Firm Generation Capacity | 1 | 2042-04-01 | 0 | MW
0 | 0 | System | Battery | Build Battery-Gen 2037 | Build Battery-Gen | Firm Generation Capacity | 1 | 2042-07-01 | 0 | MW
0 | 0 | System | Battery | Build Battery-Gen 2037 | Build Battery-Gen | Firm Generation Capacity | 1 | 2042-10-01 | 0 | MW
Build Battery-Gen 2037_Firm Generation Capacity2043 | Build Battery-Gen_Firm Generation Capacity2043 | System | Battery | Build Battery-Gen 2037 | Build Battery-Gen | Firm Generation Capacity | 1 | 2043-01-01 | 0 | MW
0 | 0 | System | Battery | Build Battery-Gen 2037 | Build Battery-Gen | Firm Generation Capacity | 1 | 2043-04-01 | 0 | MW
0 | 0 | System | Battery | Build Battery-Gen 2037 | Build Battery-Gen | Firm Generation Capacity | 1 | 2043-07-01 | 0 | MW
0 | 0 | System | Battery | Build Battery-Gen 2037 | Build Battery-Gen | Firm Generation Capacity | 1 | 2043-10-01 | 0 | MW
Build Battery-Gen 2038_Firm Generation Capacity2024 | Build Battery-Gen_Firm Generation Capacity2024 | System | Battery | Build Battery-Gen 2038 | Build Battery-Gen | Firm Generation Capacity | 1 | 2024-01-01 | 0 | MW
0 | 0 | System | Battery | Build Battery-Gen 2038 | Build Battery-Gen | Firm Generation Capacity | 1 | 2024-04-01 | 0 | MW
0 | 0 | System | Battery | Build Battery-Gen 2038 | Build Battery-Gen | Firm Generation Capacity | 1 | 2024-07-01 | 0 | MW
0 | 0 | System | Battery | Build Battery-Gen 2038 | Build Battery-Gen | Firm Generation Capacity | 1 | 2024-10-01 | 0 | MW
Build Battery-Gen 2038_Firm Generation Capacity2025 | Build Battery-Gen_Firm Generation Capacity2025 | System | Battery | Build Battery-Gen 2038 | Build Battery-Gen | Firm Generation Capacity | 1 | 2025-01-01 | 0 | MW
0 | 0 | System | Battery | Build Battery-Gen 2038 | Build Battery-Gen | Firm Generation Capacity | 1 | 2025-04-01 | 0 | MW
0 | 0 | System | Battery | Build Battery-Gen 2038 | Build Battery-Gen | Firm Generation Capacity | 1 | 2025-07-01 | 0 | MW
0 | 0 | System | Battery | Build Battery-Gen 2038 | Build Battery-Gen | Firm Generation Capacity | 1 | 2025-10-01 | 0 | MW
Build Battery-Gen 2038_Firm Generation Capacity2026 | Build Battery-Gen_Firm Generation Capacity2026 | System | Battery | Build Battery-Gen 2038 | Build Battery-Gen | Firm Generation Capacity | 1 | 2026-01-01 | 0 | MW
0 | 0 | System | Battery | Build Battery-Gen 2038 | Build Battery-Gen | Firm Generation Capacity | 1 | 2026-04-01 | 0 | MW
0 | 0 | System | Battery | Build Battery-Gen 2038 | Build Battery-Gen | Firm Generation Capacity | 1 | 2026-07-01 | 0 | MW
0 | 0 | System | Battery | Build Battery-Gen 2038 | Build Battery-Gen | Firm Generation Capacity | 1 | 2026-10-01 | 0 | MW
Build Battery-Gen 2038_Firm Generation Capacity2027 | Build Battery-Gen_Firm Generation Capacity2027 | System | Battery | Build Battery-Gen 2038 | Build Battery-Gen | Firm Generation Capacity | 1 | 2027-01-01 | 0 | MW
0 | 0 | System | Battery | Build Battery-Gen 2038 | Build Battery-Gen | Firm Generation Capacity | 1 | 2027-04-01 | 0 | MW
0 | 0 | System | Battery | Build Battery-Gen 2038 | Build Battery-Gen | Firm Generation Capacity | 1 | 2027-07-01 | 0 | MW
0 | 0 | System | Battery | Build Battery-Gen 2038 | Build Battery-Gen | Firm Generation Capacity | 1 | 2027-10-01 | 0 | MW
Build Battery-Gen 2038_Firm Generation Capacity2028 | Build Battery-Gen_Firm Generation Capacity2028 | System | Battery | Build Battery-Gen 2038 | Build Battery-Gen | Firm Generation Capacity | 1 | 2028-01-01 | 0 | MW
0 | 0 | System | Battery | Build Battery-Gen 2038 | Build Battery-Gen | Firm Generation Capacity | 1 | 2028-04-01 | 0 | MW
0 | 0 | System | Battery | Build Battery-Gen 2038 | Build Battery-Gen | Firm Generation Capacity | 1 | 2028-07-01 | 0 | MW
0 | 0 | System | Battery | Build Battery-Gen 2038 | Build Battery-Gen | Firm Generation Capacity | 1 | 2028-10-01 | 0 | MW
Build Battery-Gen 2038_Firm Generation Capacity2029 | Build Battery-Gen_Firm Generation Capacity2029 | System | Battery | Build Battery-Gen 2038 | Build Battery-Gen | Firm Generation Capacity | 1 | 2029-01-01 | 0 | MW
0 | 0 | System | Battery | Build Battery-Gen 2038 | Build Battery-Gen | Firm Generation Capacity | 1 | 2029-04-01 | 0 | MW
0 | 0 | System | Battery | Build Battery-Gen 2038 | Build Battery-Gen | Firm Generation Capacity | 1 | 2029-07-01 | 0 | MW
0 | 0 | System | Battery | Build Battery-Gen 2038 | Build Battery-Gen | Firm Generation Capacity | 1 | 2029-10-01 | 0 | MW
Build Battery-Gen 2038_Firm Generation Capacity2030 | Build Battery-Gen_Firm Generation Capacity2030 | System | Battery | Build Battery-Gen 2038 | Build Battery-Gen | Firm Generation Capacity | 1 | 2030-01-01 | 0 | MW
0 | 0 | System | Battery | Build Battery-Gen 2038 | Build Battery-Gen | Firm Generation Capacity | 1 | 2030-04-01 | 0 | MW
0 | 0 | System | Battery | Build Battery-Gen 2038 | Build Battery-Gen | Firm Generation Capacity | 1 | 2030-07-01 | 0 | MW
0 | 0 | System | Battery | Build Battery-Gen 2038 | Build Battery-Gen | Firm Generation Capacity | 1 | 2030-10-01 | 0 | MW
Build Battery-Gen 2038_Firm Generation Capacity2031 | Build Battery-Gen_Firm Generation Capacity2031 | System | Battery | Build Battery-Gen 2038 | Build Battery-Gen | Firm Generation Capacity | 1 | 2031-01-01 | 0 | MW
0 | 0 | System | Battery | Build Battery-Gen 2038 | Build Battery-Gen | Firm Generation Capacity | 1 | 2031-04-01 | 0 | MW
0 | 0 | System | Battery | Build Battery-Gen 2038 | Build Battery-Gen | Firm Generation Capacity | 1 | 2031-07-01 | 0 | MW
0 | 0 | System | Battery | Build Battery-Gen 2038 | Build Battery-Gen | Firm Generation Capacity | 1 | 2031-10-01 | 0 | MW
Build Battery-Gen 2038_Firm Generation Capacity2032 | Build Battery-Gen_Firm Generation Capacity2032 | System | Battery | Build Battery-Gen 2038 | Build Battery-Gen | Firm Generation Capacity | 1 | 2032-01-01 | 0 | MW
0 | 0 | System | Battery | Build Battery-Gen 2038 | Build Battery-Gen | Firm Generation Capacity | 1 | 2032-04-01 | 0 | MW
0 | 0 | System | Battery | Build Battery-Gen 2038 | Build Battery-Gen | Firm Generation Capacity | 1 | 2032-07-01 | 0 | MW
0 | 0 | System | Battery | Build Battery-Gen 2038 | Build Battery-Gen | Firm Generation Capacity | 1 | 2032-10-01 | 0 | MW
Build Battery-Gen 2038_Firm Generation Capacity2033 | Build Battery-Gen_Firm Generation Capacity2033 | System | Battery | Build Battery-Gen 2038 | Build Battery-Gen | Firm Generation Capacity | 1 | 2033-01-01 | 0 | MW
0 | 0 | System | Battery | Build Battery-Gen 2038 | Build Battery-Gen | Firm Generation Capacity | 1 | 2033-04-01 | 0 | MW
0 | 0 | System | Battery | Build Battery-Gen 2038 | Build Battery-Gen | Firm Generation Capacity | 1 | 2033-07-01 | 0 | MW
0 | 0 | System | Battery | Build Battery-Gen 2038 | Build Battery-Gen | Firm Generation Capacity | 1 | 2033-10-01 | 0 | MW
Build Battery-Gen 2038_Firm Generation Capacity2034 | Build Battery-Gen_Firm Generation Capacity2034 | System | Battery | Build Battery-Gen 2038 | Build Battery-Gen | Firm Generation Capacity | 1 | 2034-01-01 | 0 | MW
0 | 0 | System | Battery | Build Battery-Gen 2038 | Build Battery-Gen | Firm Generation Capacity | 1 | 2034-04-01 | 0 | MW
0 | 0 | System | Battery | Build Battery-Gen 2038 | Build Battery-Gen | Firm Generation Capacity | 1 | 2034-07-01 | 0 | MW
0 | 0 | System | Battery | Build Battery-Gen 2038 | Build Battery-Gen | Firm Generation Capacity | 1 | 2034-10-01 | 0 | MW
Build Battery-Gen 2038_Firm Generation Capacity2035 | Build Battery-Gen_Firm Generation Capacity2035 | System | Battery | Build Battery-Gen 2038 | Build Battery-Gen | Firm Generation Capacity | 1 | 2035-01-01 | 0 | MW
0 | 0 | System | Battery | Build Battery-Gen 2038 | Build Battery-Gen | Firm Generation Capacity | 1 | 2035-04-01 | 0 | MW
0 | 0 | System | Battery | Build Battery-Gen 2038 | Build Battery-Gen | Firm Generation Capacity | 1 | 2035-07-01 | 0 | MW
0 | 0 | System | Battery | Build Battery-Gen 2038 | Build Battery-Gen | Firm Generation Capacity | 1 | 2035-10-01 | 0 | MW
Build Battery-Gen 2038_Firm Generation Capacity2036 | Build Battery-Gen_Firm Generation Capacity2036 | System | Battery | Build Battery-Gen 2038 | Build Battery-Gen | Firm Generation Capacity | 1 | 2036-01-01 | 0 | MW
0 | 0 | System | Battery | Build Battery-Gen 2038 | Build Battery-Gen | Firm Generation Capacity | 1 | 2036-04-01 | 0 | MW
0 | 0 | System | Battery | Build Battery-Gen 2038 | Build Battery-Gen | Firm Generation Capacity | 1 | 2036-07-01 | 0 | MW
0 | 0 | System | Battery | Build Battery-Gen 2038 | Build Battery-Gen | Firm Generation Capacity | 1 | 2036-10-01 | 0 | MW
Build Battery-Gen 2038_Firm Generation Capacity2037 | Build Battery-Gen_Firm Generation Capacity2037 | System | Battery | Build Battery-Gen 2038 | Build Battery-Gen | Firm Generation Capacity | 1 | 2037-01-01 | 0 | MW
0 | 0 | System | Battery | Build Battery-Gen 2038 | Build Battery-Gen | Firm Generation Capacity | 1 | 2037-04-01 | 0 | MW
0 | 0 | System | Battery | Build Battery-Gen 2038 | Build Battery-Gen | Firm Generation Capacity | 1 | 2037-07-01 | 0 | MW
0 | 0 | System | Battery | Build Battery-Gen 2038 | Build Battery-Gen | Firm Generation Capacity | 1 | 2037-10-01 | 0 | MW
Build Battery-Gen 2038_Firm Generation Capacity2038 | Build Battery-Gen_Firm Generation Capacity2038 | System | Battery | Build Battery-Gen 2038 | Build Battery-Gen | Firm Generation Capacity | 1 | 2038-01-01 | 0 | MW
0 | 0 | System | Battery | Build Battery-Gen 2038 | Build Battery-Gen | Firm Generation Capacity | 1 | 2038-04-01 | 0 | MW
0 | 0 | System | Battery | Build Battery-Gen 2038 | Build Battery-Gen | Firm Generation Capacity | 1 | 2038-07-01 | 0 | MW
0 | 0 | System | Battery | Build Battery-Gen 2038 | Build Battery-Gen | Firm Generation Capacity | 1 | 2038-10-01 | 0 | MW
Build Battery-Gen 2038_Firm Generation Capacity2039 | Build Battery-Gen_Firm Generation Capacity2039 | System | Battery | Build Battery-Gen 2038 | Build Battery-Gen | Firm Generation Capacity | 1 | 2039-01-01 | 0 | MW
0 | 0 | System | Battery | Build Battery-Gen 2038 | Build Battery-Gen | Firm Generation Capacity | 1 | 2039-04-01 | 0 | MW
0 | 0 | System | Battery | Build Battery-Gen 2038 | Build Battery-Gen | Firm Generation Capacity | 1 | 2039-07-01 | 0 | MW
0 | 0 | System | Battery | Build Battery-Gen 2038 | Build Battery-Gen | Firm Generation Capacity | 1 | 2039-10-01 | 0 | MW
Build Battery-Gen 2038_Firm Generation Capacity2040 | Build Battery-Gen_Firm Generation Capacity2040 | System | Battery | Build Battery-Gen 2038 | Build Battery-Gen | Firm Generation Capacity | 1 | 2040-01-01 | 0 | MW
0 | 0 | System | Battery | Build Battery-Gen 2038 | Build Battery-Gen | Firm Generation Capacity | 1 | 2040-04-01 | 0 | MW
0 | 0 | System | Battery | Build Battery-Gen 2038 | Build Battery-Gen | Firm Generation Capacity | 1 | 2040-07-01 | 0 | MW
0 | 0 | System | Battery | Build Battery-Gen 2038 | Build Battery-Gen | Firm Generation Capacity | 1 | 2040-10-01 | 0 | MW
Build Battery-Gen 2038_Firm Generation Capacity2041 | Build Battery-Gen_Firm Generation Capacity2041 | System | Battery | Build Battery-Gen 2038 | Build Battery-Gen | Firm Generation Capacity | 1 | 2041-01-01 | 0 | MW
0 | 0 | System | Battery | Build Battery-Gen 2038 | Build Battery-Gen | Firm Generation Capacity | 1 | 2041-04-01 | 0 | MW
0 | 0 | System | Battery | Build Battery-Gen 2038 | Build Battery-Gen | Firm Generation Capacity | 1 | 2041-07-01 | 0 | MW
0 | 0 | System | Battery | Build Battery-Gen 2038 | Build Battery-Gen | Firm Generation Capacity | 1 | 2041-10-01 | 0 | MW
Build Battery-Gen 2038_Firm Generation Capacity2042 | Build Battery-Gen_Firm Generation Capacity2042 | System | Battery | Build Battery-Gen 2038 | Build Battery-Gen | Firm Generation Capacity | 1 | 2042-01-01 | 0 | MW
0 | 0 | System | Battery | Build Battery-Gen 2038 | Build Battery-Gen | Firm Generation Capacity | 1 | 2042-04-01 | 0 | MW
0 | 0 | System | Battery | Build Battery-Gen 2038 | Build Battery-Gen | Firm Generation Capacity | 1 | 2042-07-01 | 0 | MW
0 | 0 | System | Battery | Build Battery-Gen 2038 | Build Battery-Gen | Firm Generation Capacity | 1 | 2042-10-01 | 0 | MW
Build Battery-Gen 2038_Firm Generation Capacity2043 | Build Battery-Gen_Firm Generation Capacity2043 | System | Battery | Build Battery-Gen 2038 | Build Battery-Gen | Firm Generation Capacity | 1 | 2043-01-01 | 0 | MW
0 | 0 | System | Battery | Build Battery-Gen 2038 | Build Battery-Gen | Firm Generation Capacity | 1 | 2043-04-01 | 0 | MW
0 | 0 | System | Battery | Build Battery-Gen 2038 | Build Battery-Gen | Firm Generation Capacity | 1 | 2043-07-01 | 0 | MW
0 | 0 | System | Battery | Build Battery-Gen 2038 | Build Battery-Gen | Firm Generation Capacity | 1 | 2043-10-01 | 0 | MW
Build Battery-Gen 2039_Firm Generation Capacity2024 | Build Battery-Gen_Firm Generation Capacity2024 | System | Battery | Build Battery-Gen 2039 | Build Battery-Gen | Firm Generation Capacity | 1 | 2024-01-01 | 0 | MW
0 | 0 | System | Battery | Build Battery-Gen 2039 | Build Battery-Gen | Firm Generation Capacity | 1 | 2024-04-01 | 0 | MW
0 | 0 | System | Battery | Build Battery-Gen 2039 | Build Battery-Gen | Firm Generation Capacity | 1 | 2024-07-01 | 0 | MW
0 | 0 | System | Battery | Build Battery-Gen 2039 | Build Battery-Gen | Firm Generation Capacity | 1 | 2024-10-01 | 0 | MW
Build Battery-Gen 2039_Firm Generation Capacity2025 | Build Battery-Gen_Firm Generation Capacity2025 | System | Battery | Build Battery-Gen 2039 | Build Battery-Gen | Firm Generation Capacity | 1 | 2025-01-01 | 0 | MW
0 | 0 | System | Battery | Build Battery-Gen 2039 | Build Battery-Gen | Firm Generation Capacity | 1 | 2025-04-01 | 0 | MW
0 | 0 | System | Battery | Build Battery-Gen 2039 | Build Battery-Gen | Firm Generation Capacity | 1 | 2025-07-01 | 0 | MW
0 | 0 | System | Battery | Build Battery-Gen 2039 | Build Battery-Gen | Firm Generation Capacity | 1 | 2025-10-01 | 0 | MW
Build Battery-Gen 2039_Firm Generation Capacity2026 | Build Battery-Gen_Firm Generation Capacity2026 | System | Battery | Build Battery-Gen 2039 | Build Battery-Gen | Firm Generation Capacity | 1 | 2026-01-01 | 0 | MW
0 | 0 | System | Battery | Build Battery-Gen 2039 | Build Battery-Gen | Firm Generation Capacity | 1 | 2026-04-01 | 0 | MW
0 | 0 | System | Battery | Build Battery-Gen 2039 | Build Battery-Gen | Firm Generation Capacity | 1 | 2026-07-01 | 0 | MW
0 | 0 | System | Battery | Build Battery-Gen 2039 | Build Battery-Gen | Firm Generation Capacity | 1 | 2026-10-01 | 0 | MW
Build Battery-Gen 2039_Firm Generation Capacity2027 | Build Battery-Gen_Firm Generation Capacity2027 | System | Battery | Build Battery-Gen 2039 | Build Battery-Gen | Firm Generation Capacity | 1 | 2027-01-01 | 0 | MW
0 | 0 | System | Battery | Build Battery-Gen 2039 | Build Battery-Gen | Firm Generation Capacity | 1 | 2027-04-01 | 0 | MW
0 | 0 | System | Battery | Build Battery-Gen 2039 | Build Battery-Gen | Firm Generation Capacity | 1 | 2027-07-01 | 0 | MW
0 | 0 | System | Battery | Build Battery-Gen 2039 | Build Battery-Gen | Firm Generation Capacity | 1 | 2027-10-01 | 0 | MW
Build Battery-Gen 2039_Firm Generation Capacity2028 | Build Battery-Gen_Firm Generation Capacity2028 | System | Battery | Build Battery-Gen 2039 | Build Battery-Gen | Firm Generation Capacity | 1 | 2028-01-01 | 0 | MW
0 | 0 | System | Battery | Build Battery-Gen 2039 | Build Battery-Gen | Firm Generation Capacity | 1 | 2028-04-01 | 0 | MW
0 | 0 | System | Battery | Build Battery-Gen 2039 | Build Battery-Gen | Firm Generation Capacity | 1 | 2028-07-01 | 0 | MW
0 | 0 | System | Battery | Build Battery-Gen 2039 | Build Battery-Gen | Firm Generation Capacity | 1 | 2028-10-01 | 0 | MW
Build Battery-Gen 2039_Firm Generation Capacity2029 | Build Battery-Gen_Firm Generation Capacity2029 | System | Battery | Build Battery-Gen 2039 | Build Battery-Gen | Firm Generation Capacity | 1 | 2029-01-01 | 0 | MW
0 | 0 | System | Battery | Build Battery-Gen 2039 | Build Battery-Gen | Firm Generation Capacity | 1 | 2029-04-01 | 0 | MW
0 | 0 | System | Battery | Build Battery-Gen 2039 | Build Battery-Gen | Firm Generation Capacity | 1 | 2029-07-01 | 0 | MW
0 | 0 | System | Battery | Build Battery-Gen 2039 | Build Battery-Gen | Firm Generation Capacity | 1 | 2029-10-01 | 0 | MW
Build Battery-Gen 2039_Firm Generation Capacity2030 | Build Battery-Gen_Firm Generation Capacity2030 | System | Battery | Build Battery-Gen 2039 | Build Battery-Gen | Firm Generation Capacity | 1 | 2030-01-01 | 0 | MW
0 | 0 | System | Battery | Build Battery-Gen 2039 | Build Battery-Gen | Firm Generation Capacity | 1 | 2030-04-01 | 0 | MW
0 | 0 | System | Battery | Build Battery-Gen 2039 | Build Battery-Gen | Firm Generation Capacity | 1 | 2030-07-01 | 0 | MW
0 | 0 | System | Battery | Build Battery-Gen 2039 | Build Battery-Gen | Firm Generation Capacity | 1 | 2030-10-01 | 0 | MW
Build Battery-Gen 2039_Firm Generation Capacity2031 | Build Battery-Gen_Firm Generation Capacity2031 | System | Battery | Build Battery-Gen 2039 | Build Battery-Gen | Firm Generation Capacity | 1 | 2031-01-01 | 0 | MW
0 | 0 | System | Battery | Build Battery-Gen 2039 | Build Battery-Gen | Firm Generation Capacity | 1 | 2031-04-01 | 0 | MW
0 | 0 | System | Battery | Build Battery-Gen 2039 | Build Battery-Gen | Firm Generation Capacity | 1 | 2031-07-01 | 0 | MW
0 | 0 | System | Battery | Build Battery-Gen 2039 | Build Battery-Gen | Firm Generation Capacity | 1 | 2031-10-01 | 0 | MW
Build Battery-Gen 2039_Firm Generation Capacity2032 | Build Battery-Gen_Firm Generation Capacity2032 | System | Battery | Build Battery-Gen 2039 | Build Battery-Gen | Firm Generation Capacity | 1 | 2032-01-01 | 0 | MW
0 | 0 | System | Battery | Build Battery-Gen 2039 | Build Battery-Gen | Firm Generation Capacity | 1 | 2032-04-01 | 0 | MW
0 | 0 | System | Battery | Build Battery-Gen 2039 | Build Battery-Gen | Firm Generation Capacity | 1 | 2032-07-01 | 0 | MW
0 | 0 | System | Battery | Build Battery-Gen 2039 | Build Battery-Gen | Firm Generation Capacity | 1 | 2032-10-01 | 0 | MW
Build Battery-Gen 2039_Firm Generation Capacity2033 | Build Battery-Gen_Firm Generation Capacity2033 | System | Battery | Build Battery-Gen 2039 | Build Battery-Gen | Firm Generation Capacity | 1 | 2033-01-01 | 0 | MW
0 | 0 | System | Battery | Build Battery-Gen 2039 | Build Battery-Gen | Firm Generation Capacity | 1 | 2033-04-01 | 0 | MW
0 | 0 | System | Battery | Build Battery-Gen 2039 | Build Battery-Gen | Firm Generation Capacity | 1 | 2033-07-01 | 0 | MW
0 | 0 | System | Battery | Build Battery-Gen 2039 | Build Battery-Gen | Firm Generation Capacity | 1 | 2033-10-01 | 0 | MW
Build Battery-Gen 2039_Firm Generation Capacity2034 | Build Battery-Gen_Firm Generation Capacity2034 | System | Battery | Build Battery-Gen 2039 | Build Battery-Gen | Firm Generation Capacity | 1 | 2034-01-01 | 0 | MW
0 | 0 | System | Battery | Build Battery-Gen 2039 | Build Battery-Gen | Firm Generation Capacity | 1 | 2034-04-01 | 0 | MW
0 | 0 | System | Battery | Build Battery-Gen 2039 | Build Battery-Gen | Firm Generation Capacity | 1 | 2034-07-01 | 0 | MW
0 | 0 | System | Battery | Build Battery-Gen 2039 | Build Battery-Gen | Firm Generation Capacity | 1 | 2034-10-01 | 0 | MW
Build Battery-Gen 2039_Firm Generation Capacity2035 | Build Battery-Gen_Firm Generation Capacity2035 | System | Battery | Build Battery-Gen 2039 | Build Battery-Gen | Firm Generation Capacity | 1 | 2035-01-01 | 0 | MW
0 | 0 | System | Battery | Build Battery-Gen 2039 | Build Battery-Gen | Firm Generation Capacity | 1 | 2035-04-01 | 0 | MW
0 | 0 | System | Battery | Build Battery-Gen 2039 | Build Battery-Gen | Firm Generation Capacity | 1 | 2035-07-01 | 0 | MW
0 | 0 | System | Battery | Build Battery-Gen 2039 | Build Battery-Gen | Firm Generation Capacity | 1 | 2035-10-01 | 0 | MW
Build Battery-Gen 2039_Firm Generation Capacity2036 | Build Battery-Gen_Firm Generation Capacity2036 | System | Battery | Build Battery-Gen 2039 | Build Battery-Gen | Firm Generation Capacity | 1 | 2036-01-01 | 0 | MW
0 | 0 | System | Battery | Build Battery-Gen 2039 | Build Battery-Gen | Firm Generation Capacity | 1 | 2036-04-01 | 0 | MW
0 | 0 | System | Battery | Build Battery-Gen 2039 | Build Battery-Gen | Firm Generation Capacity | 1 | 2036-07-01 | 0 | MW
0 | 0 | System | Battery | Build Battery-Gen 2039 | Build Battery-Gen | Firm Generation Capacity | 1 | 2036-10-01 | 0 | MW
Build Battery-Gen 2039_Firm Generation Capacity2037 | Build Battery-Gen_Firm Generation Capacity2037 | System | Battery | Build Battery-Gen 2039 | Build Battery-Gen | Firm Generation Capacity | 1 | 2037-01-01 | 0 | MW
0 | 0 | System | Battery | Build Battery-Gen 2039 | Build Battery-Gen | Firm Generation Capacity | 1 | 2037-04-01 | 0 | MW
0 | 0 | System | Battery | Build Battery-Gen 2039 | Build Battery-Gen | Firm Generation Capacity | 1 | 2037-07-01 | 0 | MW
0 | 0 | System | Battery | Build Battery-Gen 2039 | Build Battery-Gen | Firm Generation Capacity | 1 | 2037-10-01 | 0 | MW
Build Battery-Gen 2039_Firm Generation Capacity2038 | Build Battery-Gen_Firm Generation Capacity2038 | System | Battery | Build Battery-Gen 2039 | Build Battery-Gen | Firm Generation Capacity | 1 | 2038-01-01 | 0 | MW
0 | 0 | System | Battery | Build Battery-Gen 2039 | Build Battery-Gen | Firm Generation Capacity | 1 | 2038-04-01 | 0 | MW
0 | 0 | System | Battery | Build Battery-Gen 2039 | Build Battery-Gen | Firm Generation Capacity | 1 | 2038-07-01 | 0 | MW
0 | 0 | System | Battery | Build Battery-Gen 2039 | Build Battery-Gen | Firm Generation Capacity | 1 | 2038-10-01 | 0 | MW
Build Battery-Gen 2039_Firm Generation Capacity2039 | Build Battery-Gen_Firm Generation Capacity2039 | System | Battery | Build Battery-Gen 2039 | Build Battery-Gen | Firm Generation Capacity | 1 | 2039-01-01 | 0 | MW
0 | 0 | System | Battery | Build Battery-Gen 2039 | Build Battery-Gen | Firm Generation Capacity | 1 | 2039-04-01 | 0 | MW
0 | 0 | System | Battery | Build Battery-Gen 2039 | Build Battery-Gen | Firm Generation Capacity | 1 | 2039-07-01 | 0 | MW
0 | 0 | System | Battery | Build Battery-Gen 2039 | Build Battery-Gen | Firm Generation Capacity | 1 | 2039-10-01 | 0 | MW
Build Battery-Gen 2039_Firm Generation Capacity2040 | Build Battery-Gen_Firm Generation Capacity2040 | System | Battery | Build Battery-Gen 2039 | Build Battery-Gen | Firm Generation Capacity | 1 | 2040-01-01 | 0 | MW
0 | 0 | System | Battery | Build Battery-Gen 2039 | Build Battery-Gen | Firm Generation Capacity | 1 | 2040-04-01 | 0 | MW
0 | 0 | System | Battery | Build Battery-Gen 2039 | Build Battery-Gen | Firm Generation Capacity | 1 | 2040-07-01 | 0 | MW
0 | 0 | System | Battery | Build Battery-Gen 2039 | Build Battery-Gen | Firm Generation Capacity | 1 | 2040-10-01 | 0 | MW
Build Battery-Gen 2039_Firm Generation Capacity2041 | Build Battery-Gen_Firm Generation Capacity2041 | System | Battery | Build Battery-Gen 2039 | Build Battery-Gen | Firm Generation Capacity | 1 | 2041-01-01 | 0 | MW
0 | 0 | System | Battery | Build Battery-Gen 2039 | Build Battery-Gen | Firm Generation Capacity | 1 | 2041-04-01 | 0 | MW
0 | 0 | System | Battery | Build Battery-Gen 2039 | Build Battery-Gen | Firm Generation Capacity | 1 | 2041-07-01 | 0 | MW
0 | 0 | System | Battery | Build Battery-Gen 2039 | Build Battery-Gen | Firm Generation Capacity | 1 | 2041-10-01 | 0 | MW
Build Battery-Gen 2039_Firm Generation Capacity2042 | Build Battery-Gen_Firm Generation Capacity2042 | System | Battery | Build Battery-Gen 2039 | Build Battery-Gen | Firm Generation Capacity | 1 | 2042-01-01 | 0 | MW
0 | 0 | System | Battery | Build Battery-Gen 2039 | Build Battery-Gen | Firm Generation Capacity | 1 | 2042-04-01 | 0 | MW
0 | 0 | System | Battery | Build Battery-Gen 2039 | Build Battery-Gen | Firm Generation Capacity | 1 | 2042-07-01 | 0 | MW
0 | 0 | System | Battery | Build Battery-Gen 2039 | Build Battery-Gen | Firm Generation Capacity | 1 | 2042-10-01 | 0 | MW
Build Battery-Gen 2039_Firm Generation Capacity2043 | Build Battery-Gen_Firm Generation Capacity2043 | System | Battery | Build Battery-Gen 2039 | Build Battery-Gen | Firm Generation Capacity | 1 | 2043-01-01 | 0 | MW
0 | 0 | System | Battery | Build Battery-Gen 2039 | Build Battery-Gen | Firm Generation Capacity | 1 | 2043-04-01 | 0 | MW
0 | 0 | System | Battery | Build Battery-Gen 2039 | Build Battery-Gen | Firm Generation Capacity | 1 | 2043-07-01 | 0 | MW
0 | 0 | System | Battery | Build Battery-Gen 2039 | Build Battery-Gen | Firm Generation Capacity | 1 | 2043-10-01 | 0 | MW
Build Battery-Gen 2040_Firm Generation Capacity2024 | Build Battery-Gen_Firm Generation Capacity2024 | System | Battery | Build Battery-Gen 2040 | Build Battery-Gen | Firm Generation Capacity | 1 | 2024-01-01 | 0 | MW
0 | 0 | System | Battery | Build Battery-Gen 2040 | Build Battery-Gen | Firm Generation Capacity | 1 | 2024-04-01 | 0 | MW
0 | 0 | System | Battery | Build Battery-Gen 2040 | Build Battery-Gen | Firm Generation Capacity | 1 | 2024-07-01 | 0 | MW
0 | 0 | System | Battery | Build Battery-Gen 2040 | Build Battery-Gen | Firm Generation Capacity | 1 | 2024-10-01 | 0 | MW
Build Battery-Gen 2040_Firm Generation Capacity2025 | Build Battery-Gen_Firm Generation Capacity2025 | System | Battery | Build Battery-Gen 2040 | Build Battery-Gen | Firm Generation Capacity | 1 | 2025-01-01 | 0 | MW
0 | 0 | System | Battery | Build Battery-Gen 2040 | Build Battery-Gen | Firm Generation Capacity | 1 | 2025-04-01 | 0 | MW
0 | 0 | System | Battery | Build Battery-Gen 2040 | Build Battery-Gen | Firm Generation Capacity | 1 | 2025-07-01 | 0 | MW
0 | 0 | System | Battery | Build Battery-Gen 2040 | Build Battery-Gen | Firm Generation Capacity | 1 | 2025-10-01 | 0 | MW
Build Battery-Gen 2040_Firm Generation Capacity2026 | Build Battery-Gen_Firm Generation Capacity2026 | System | Battery | Build Battery-Gen 2040 | Build Battery-Gen | Firm Generation Capacity | 1 | 2026-01-01 | 0 | MW
0 | 0 | System | Battery | Build Battery-Gen 2040 | Build Battery-Gen | Firm Generation Capacity | 1 | 2026-04-01 | 0 | MW
0 | 0 | System | Battery | Build Battery-Gen 2040 | Build Battery-Gen | Firm Generation Capacity | 1 | 2026-07-01 | 0 | MW
0 | 0 | System | Battery | Build Battery-Gen 2040 | Build Battery-Gen | Firm Generation Capacity | 1 | 2026-10-01 | 0 | MW
Build Battery-Gen 2040_Firm Generation Capacity2027 | Build Battery-Gen_Firm Generation Capacity2027 | System | Battery | Build Battery-Gen 2040 | Build Battery-Gen | Firm Generation Capacity | 1 | 2027-01-01 | 0 | MW
0 | 0 | System | Battery | Build Battery-Gen 2040 | Build Battery-Gen | Firm Generation Capacity | 1 | 2027-04-01 | 0 | MW
0 | 0 | System | Battery | Build Battery-Gen 2040 | Build Battery-Gen | Firm Generation Capacity | 1 | 2027-07-01 | 0 | MW
0 | 0 | System | Battery | Build Battery-Gen 2040 | Build Battery-Gen | Firm Generation Capacity | 1 | 2027-10-01 | 0 | MW
Build Battery-Gen 2040_Firm Generation Capacity2028 | Build Battery-Gen_Firm Generation Capacity2028 | System | Battery | Build Battery-Gen 2040 | Build Battery-Gen | Firm Generation Capacity | 1 | 2028-01-01 | 0 | MW
0 | 0 | System | Battery | Build Battery-Gen 2040 | Build Battery-Gen | Firm Generation Capacity | 1 | 2028-04-01 | 0 | MW
0 | 0 | System | Battery | Build Battery-Gen 2040 | Build Battery-Gen | Firm Generation Capacity | 1 | 2028-07-01 | 0 | MW
0 | 0 | System | Battery | Build Battery-Gen 2040 | Build Battery-Gen | Firm Generation Capacity | 1 | 2028-10-01 | 0 | MW
Build Battery-Gen 2040_Firm Generation Capacity2029 | Build Battery-Gen_Firm Generation Capacity2029 | System | Battery | Build Battery-Gen 2040 | Build Battery-Gen | Firm Generation Capacity | 1 | 2029-01-01 | 0 | MW
0 | 0 | System | Battery | Build Battery-Gen 2040 | Build Battery-Gen | Firm Generation Capacity | 1 | 2029-04-01 | 0 | MW
0 | 0 | System | Battery | Build Battery-Gen 2040 | Build Battery-Gen | Firm Generation Capacity | 1 | 2029-07-01 | 0 | MW
0 | 0 | System | Battery | Build Battery-Gen 2040 | Build Battery-Gen | Firm Generation Capacity | 1 | 2029-10-01 | 0 | MW
Build Battery-Gen 2040_Firm Generation Capacity2030 | Build Battery-Gen_Firm Generation Capacity2030 | System | Battery | Build Battery-Gen 2040 | Build Battery-Gen | Firm Generation Capacity | 1 | 2030-01-01 | 0 | MW
0 | 0 | System | Battery | Build Battery-Gen 2040 | Build Battery-Gen | Firm Generation Capacity | 1 | 2030-04-01 | 0 | MW
0 | 0 | System | Battery | Build Battery-Gen 2040 | Build Battery-Gen | Firm Generation Capacity | 1 | 2030-07-01 | 0 | MW
0 | 0 | System | Battery | Build Battery-Gen 2040 | Build Battery-Gen | Firm Generation Capacity | 1 | 2030-10-01 | 0 | MW
Build Battery-Gen 2040_Firm Generation Capacity2031 | Build Battery-Gen_Firm Generation Capacity2031 | System | Battery | Build Battery-Gen 2040 | Build Battery-Gen | Firm Generation Capacity | 1 | 2031-01-01 | 0 | MW
0 | 0 | System | Battery | Build Battery-Gen 2040 | Build Battery-Gen | Firm Generation Capacity | 1 | 2031-04-01 | 0 | MW
0 | 0 | System | Battery | Build Battery-Gen 2040 | Build Battery-Gen | Firm Generation Capacity | 1 | 2031-07-01 | 0 | MW
0 | 0 | System | Battery | Build Battery-Gen 2040 | Build Battery-Gen | Firm Generation Capacity | 1 | 2031-10-01 | 0 | MW
Build Battery-Gen 2040_Firm Generation Capacity2032 | Build Battery-Gen_Firm Generation Capacity2032 | System | Battery | Build Battery-Gen 2040 | Build Battery-Gen | Firm Generation Capacity | 1 | 2032-01-01 | 0 | MW
0 | 0 | System | Battery | Build Battery-Gen 2040 | Build Battery-Gen | Firm Generation Capacity | 1 | 2032-04-01 | 0 | MW
0 | 0 | System | Battery | Build Battery-Gen 2040 | Build Battery-Gen | Firm Generation Capacity | 1 | 2032-07-01 | 0 | MW
0 | 0 | System | Battery | Build Battery-Gen 2040 | Build Battery-Gen | Firm Generation Capacity | 1 | 2032-10-01 | 0 | MW
Build Battery-Gen 2040_Firm Generation Capacity2033 | Build Battery-Gen_Firm Generation Capacity2033 | System | Battery | Build Battery-Gen 2040 | Build Battery-Gen | Firm Generation Capacity | 1 | 2033-01-01 | 0 | MW
0 | 0 | System | Battery | Build Battery-Gen 2040 | Build Battery-Gen | Firm Generation Capacity | 1 | 2033-04-01 | 0 | MW
0 | 0 | System | Battery | Build Battery-Gen 2040 | Build Battery-Gen | Firm Generation Capacity | 1 | 2033-07-01 | 0 | MW
0 | 0 | System | Battery | Build Battery-Gen 2040 | Build Battery-Gen | Firm Generation Capacity | 1 | 2033-10-01 | 0 | MW
Build Battery-Gen 2040_Firm Generation Capacity2034 | Build Battery-Gen_Firm Generation Capacity2034 | System | Battery | Build Battery-Gen 2040 | Build Battery-Gen | Firm Generation Capacity | 1 | 2034-01-01 | 0 | MW
0 | 0 | System | Battery | Build Battery-Gen 2040 | Build Battery-Gen | Firm Generation Capacity | 1 | 2034-04-01 | 0 | MW
0 | 0 | System | Battery | Build Battery-Gen 2040 | Build Battery-Gen | Firm Generation Capacity | 1 | 2034-07-01 | 0 | MW
0 | 0 | System | Battery | Build Battery-Gen 2040 | Build Battery-Gen | Firm Generation Capacity | 1 | 2034-10-01 | 0 | MW
Build Battery-Gen 2040_Firm Generation Capacity2035 | Build Battery-Gen_Firm Generation Capacity2035 | System | Battery | Build Battery-Gen 2040 | Build Battery-Gen | Firm Generation Capacity | 1 | 2035-01-01 | 0 | MW
0 | 0 | System | Battery | Build Battery-Gen 2040 | Build Battery-Gen | Firm Generation Capacity | 1 | 2035-04-01 | 0 | MW
0 | 0 | System | Battery | Build Battery-Gen 2040 | Build Battery-Gen | Firm Generation Capacity | 1 | 2035-07-01 | 0 | MW
0 | 0 | System | Battery | Build Battery-Gen 2040 | Build Battery-Gen | Firm Generation Capacity | 1 | 2035-10-01 | 0 | MW
Build Battery-Gen 2040_Firm Generation Capacity2036 | Build Battery-Gen_Firm Generation Capacity2036 | System | Battery | Build Battery-Gen 2040 | Build Battery-Gen | Firm Generation Capacity | 1 | 2036-01-01 | 0 | MW
0 | 0 | System | Battery | Build Battery-Gen 2040 | Build Battery-Gen | Firm Generation Capacity | 1 | 2036-04-01 | 0 | MW
0 | 0 | System | Battery | Build Battery-Gen 2040 | Build Battery-Gen | Firm Generation Capacity | 1 | 2036-07-01 | 0 | MW
0 | 0 | System | Battery | Build Battery-Gen 2040 | Build Battery-Gen | Firm Generation Capacity | 1 | 2036-10-01 | 0 | MW
Build Battery-Gen 2040_Firm Generation Capacity2037 | Build Battery-Gen_Firm Generation Capacity2037 | System | Battery | Build Battery-Gen 2040 | Build Battery-Gen | Firm Generation Capacity | 1 | 2037-01-01 | 0 | MW
0 | 0 | System | Battery | Build Battery-Gen 2040 | Build Battery-Gen | Firm Generation Capacity | 1 | 2037-04-01 | 0 | MW
0 | 0 | System | Battery | Build Battery-Gen 2040 | Build Battery-Gen | Firm Generation Capacity | 1 | 2037-07-01 | 0 | MW
0 | 0 | System | Battery | Build Battery-Gen 2040 | Build Battery-Gen | Firm Generation Capacity | 1 | 2037-10-01 | 0 | MW
Build Battery-Gen 2040_Firm Generation Capacity2038 | Build Battery-Gen_Firm Generation Capacity2038 | System | Battery | Build Battery-Gen 2040 | Build Battery-Gen | Firm Generation Capacity | 1 | 2038-01-01 | 0 | MW
0 | 0 | System | Battery | Build Battery-Gen 2040 | Build Battery-Gen | Firm Generation Capacity | 1 | 2038-04-01 | 0 | MW
0 | 0 | System | Battery | Build Battery-Gen 2040 | Build Battery-Gen | Firm Generation Capacity | 1 | 2038-07-01 | 0 | MW
0 | 0 | System | Battery | Build Battery-Gen 2040 | Build Battery-Gen | Firm Generation Capacity | 1 | 2038-10-01 | 0 | MW
Build Battery-Gen 2040_Firm Generation Capacity2039 | Build Battery-Gen_Firm Generation Capacity2039 | System | Battery | Build Battery-Gen 2040 | Build Battery-Gen | Firm Generation Capacity | 1 | 2039-01-01 | 0 | MW
0 | 0 | System | Battery | Build Battery-Gen 2040 | Build Battery-Gen | Firm Generation Capacity | 1 | 2039-04-01 | 0 | MW
0 | 0 | System | Battery | Build Battery-Gen 2040 | Build Battery-Gen | Firm Generation Capacity | 1 | 2039-07-01 | 0 | MW
0 | 0 | System | Battery | Build Battery-Gen 2040 | Build Battery-Gen | Firm Generation Capacity | 1 | 2039-10-01 | 0 | MW
Build Battery-Gen 2040_Firm Generation Capacity2040 | Build Battery-Gen_Firm Generation Capacity2040 | System | Battery | Build Battery-Gen 2040 | Build Battery-Gen | Firm Generation Capacity | 1 | 2040-01-01 | 0 | MW
0 | 0 | System | Battery | Build Battery-Gen 2040 | Build Battery-Gen | Firm Generation Capacity | 1 | 2040-04-01 | 0 | MW
0 | 0 | System | Battery | Build Battery-Gen 2040 | Build Battery-Gen | Firm Generation Capacity | 1 | 2040-07-01 | 0 | MW
0 | 0 | System | Battery | Build Battery-Gen 2040 | Build Battery-Gen | Firm Generation Capacity | 1 | 2040-10-01 | 0 | MW
Build Battery-Gen 2040_Firm Generation Capacity2041 | Build Battery-Gen_Firm Generation Capacity2041 | System | Battery | Build Battery-Gen 2040 | Build Battery-Gen | Firm Generation Capacity | 1 | 2041-01-01 | 0 | MW
0 | 0 | System | Battery | Build Battery-Gen 2040 | Build Battery-Gen | Firm Generation Capacity | 1 | 2041-04-01 | 0 | MW
0 | 0 | System | Battery | Build Battery-Gen 2040 | Build Battery-Gen | Firm Generation Capacity | 1 | 2041-07-01 | 0 | MW
0 | 0 | System | Battery | Build Battery-Gen 2040 | Build Battery-Gen | Firm Generation Capacity | 1 | 2041-10-01 | 0 | MW
Build Battery-Gen 2040_Firm Generation Capacity2042 | Build Battery-Gen_Firm Generation Capacity2042 | System | Battery | Build Battery-Gen 2040 | Build Battery-Gen | Firm Generation Capacity | 1 | 2042-01-01 | 0 | MW
0 | 0 | System | Battery | Build Battery-Gen 2040 | Build Battery-Gen | Firm Generation Capacity | 1 | 2042-04-01 | 0 | MW
0 | 0 | System | Battery | Build Battery-Gen 2040 | Build Battery-Gen | Firm Generation Capacity | 1 | 2042-07-01 | 0 | MW
0 | 0 | System | Battery | Build Battery-Gen 2040 | Build Battery-Gen | Firm Generation Capacity | 1 | 2042-10-01 | 0 | MW
Build Battery-Gen 2040_Firm Generation Capacity2043 | Build Battery-Gen_Firm Generation Capacity2043 | System | Battery | Build Battery-Gen 2040 | Build Battery-Gen | Firm Generation Capacity | 1 | 2043-01-01 | 0 | MW
0 | 0 | System | Battery | Build Battery-Gen 2040 | Build Battery-Gen | Firm Generation Capacity | 1 | 2043-04-01 | 0 | MW
0 | 0 | System | Battery | Build Battery-Gen 2040 | Build Battery-Gen | Firm Generation Capacity | 1 | 2043-07-01 | 0 | MW
0 | 0 | System | Battery | Build Battery-Gen 2040 | Build Battery-Gen | Firm Generation Capacity | 1 | 2043-10-01 | 0 | MW
Build Battery-Gen 2041_Firm Generation Capacity2024 | Build Battery-Gen_Firm Generation Capacity2024 | System | Battery | Build Battery-Gen 2041 | Build Battery-Gen | Firm Generation Capacity | 1 | 2024-01-01 | 0 | MW
0 | 0 | System | Battery | Build Battery-Gen 2041 | Build Battery-Gen | Firm Generation Capacity | 1 | 2024-04-01 | 0 | MW
0 | 0 | System | Battery | Build Battery-Gen 2041 | Build Battery-Gen | Firm Generation Capacity | 1 | 2024-07-01 | 0 | MW
0 | 0 | System | Battery | Build Battery-Gen 2041 | Build Battery-Gen | Firm Generation Capacity | 1 | 2024-10-01 | 0 | MW
Build Battery-Gen 2041_Firm Generation Capacity2025 | Build Battery-Gen_Firm Generation Capacity2025 | System | Battery | Build Battery-Gen 2041 | Build Battery-Gen | Firm Generation Capacity | 1 | 2025-01-01 | 0 | MW
0 | 0 | System | Battery | Build Battery-Gen 2041 | Build Battery-Gen | Firm Generation Capacity | 1 | 2025-04-01 | 0 | MW
0 | 0 | System | Battery | Build Battery-Gen 2041 | Build Battery-Gen | Firm Generation Capacity | 1 | 2025-07-01 | 0 | MW
0 | 0 | System | Battery | Build Battery-Gen 2041 | Build Battery-Gen | Firm Generation Capacity | 1 | 2025-10-01 | 0 | MW
Build Battery-Gen 2041_Firm Generation Capacity2026 | Build Battery-Gen_Firm Generation Capacity2026 | System | Battery | Build Battery-Gen 2041 | Build Battery-Gen | Firm Generation Capacity | 1 | 2026-01-01 | 0 | MW
0 | 0 | System | Battery | Build Battery-Gen 2041 | Build Battery-Gen | Firm Generation Capacity | 1 | 2026-04-01 | 0 | MW
0 | 0 | System | Battery | Build Battery-Gen 2041 | Build Battery-Gen | Firm Generation Capacity | 1 | 2026-07-01 | 0 | MW
0 | 0 | System | Battery | Build Battery-Gen 2041 | Build Battery-Gen | Firm Generation Capacity | 1 | 2026-10-01 | 0 | MW
Build Battery-Gen 2041_Firm Generation Capacity2027 | Build Battery-Gen_Firm Generation Capacity2027 | System | Battery | Build Battery-Gen 2041 | Build Battery-Gen | Firm Generation Capacity | 1 | 2027-01-01 | 0 | MW
0 | 0 | System | Battery | Build Battery-Gen 2041 | Build Battery-Gen | Firm Generation Capacity | 1 | 2027-04-01 | 0 | MW
0 | 0 | System | Battery | Build Battery-Gen 2041 | Build Battery-Gen | Firm Generation Capacity | 1 | 2027-07-01 | 0 | MW
0 | 0 | System | Battery | Build Battery-Gen 2041 | Build Battery-Gen | Firm Generation Capacity | 1 | 2027-10-01 | 0 | MW
Build Battery-Gen 2041_Firm Generation Capacity2028 | Build Battery-Gen_Firm Generation Capacity2028 | System | Battery | Build Battery-Gen 2041 | Build Battery-Gen | Firm Generation Capacity | 1 | 2028-01-01 | 0 | MW
0 | 0 | System | Battery | Build Battery-Gen 2041 | Build Battery-Gen | Firm Generation Capacity | 1 | 2028-04-01 | 0 | MW
0 | 0 | System | Battery | Build Battery-Gen 2041 | Build Battery-Gen | Firm Generation Capacity | 1 | 2028-07-01 | 0 | MW
0 | 0 | System | Battery | Build Battery-Gen 2041 | Build Battery-Gen | Firm Generation Capacity | 1 | 2028-10-01 | 0 | MW
Build Battery-Gen 2041_Firm Generation Capacity2029 | Build Battery-Gen_Firm Generation Capacity2029 | System | Battery | Build Battery-Gen 2041 | Build Battery-Gen | Firm Generation Capacity | 1 | 2029-01-01 | 0 | MW
0 | 0 | System | Battery | Build Battery-Gen 2041 | Build Battery-Gen | Firm Generation Capacity | 1 | 2029-04-01 | 0 | MW
0 | 0 | System | Battery | Build Battery-Gen 2041 | Build Battery-Gen | Firm Generation Capacity | 1 | 2029-07-01 | 0 | MW
0 | 0 | System | Battery | Build Battery-Gen 2041 | Build Battery-Gen | Firm Generation Capacity | 1 | 2029-10-01 | 0 | MW
Build Battery-Gen 2041_Firm Generation Capacity2030 | Build Battery-Gen_Firm Generation Capacity2030 | System | Battery | Build Battery-Gen 2041 | Build Battery-Gen | Firm Generation Capacity | 1 | 2030-01-01 | 0 | MW
0 | 0 | System | Battery | Build Battery-Gen 2041 | Build Battery-Gen | Firm Generation Capacity | 1 | 2030-04-01 | 0 | MW
0 | 0 | System | Battery | Build Battery-Gen 2041 | Build Battery-Gen | Firm Generation Capacity | 1 | 2030-07-01 | 0 | MW
0 | 0 | System | Battery | Build Battery-Gen 2041 | Build Battery-Gen | Firm Generation Capacity | 1 | 2030-10-01 | 0 | MW
Build Battery-Gen 2041_Firm Generation Capacity2031 | Build Battery-Gen_Firm Generation Capacity2031 | System | Battery | Build Battery-Gen 2041 | Build Battery-Gen | Firm Generation Capacity | 1 | 2031-01-01 | 0 | MW
0 | 0 | System | Battery | Build Battery-Gen 2041 | Build Battery-Gen | Firm Generation Capacity | 1 | 2031-04-01 | 0 | MW
0 | 0 | System | Battery | Build Battery-Gen 2041 | Build Battery-Gen | Firm Generation Capacity | 1 | 2031-07-01 | 0 | MW
0 | 0 | System | Battery | Build Battery-Gen 2041 | Build Battery-Gen | Firm Generation Capacity | 1 | 2031-10-01 | 0 | MW
Build Battery-Gen 2041_Firm Generation Capacity2032 | Build Battery-Gen_Firm Generation Capacity2032 | System | Battery | Build Battery-Gen 2041 | Build Battery-Gen | Firm Generation Capacity | 1 | 2032-01-01 | 0 | MW
0 | 0 | System | Battery | Build Battery-Gen 2041 | Build Battery-Gen | Firm Generation Capacity | 1 | 2032-04-01 | 0 | MW
0 | 0 | System | Battery | Build Battery-Gen 2041 | Build Battery-Gen | Firm Generation Capacity | 1 | 2032-07-01 | 0 | MW
0 | 0 | System | Battery | Build Battery-Gen 2041 | Build Battery-Gen | Firm Generation Capacity | 1 | 2032-10-01 | 0 | MW
Build Battery-Gen 2041_Firm Generation Capacity2033 | Build Battery-Gen_Firm Generation Capacity2033 | System | Battery | Build Battery-Gen 2041 | Build Battery-Gen | Firm Generation Capacity | 1 | 2033-01-01 | 0 | MW
0 | 0 | System | Battery | Build Battery-Gen 2041 | Build Battery-Gen | Firm Generation Capacity | 1 | 2033-04-01 | 0 | MW
0 | 0 | System | Battery | Build Battery-Gen 2041 | Build Battery-Gen | Firm Generation Capacity | 1 | 2033-07-01 | 0 | MW
0 | 0 | System | Battery | Build Battery-Gen 2041 | Build Battery-Gen | Firm Generation Capacity | 1 | 2033-10-01 | 0 | MW
Build Battery-Gen 2041_Firm Generation Capacity2034 | Build Battery-Gen_Firm Generation Capacity2034 | System | Battery | Build Battery-Gen 2041 | Build Battery-Gen | Firm Generation Capacity | 1 | 2034-01-01 | 0 | MW
0 | 0 | System | Battery | Build Battery-Gen 2041 | Build Battery-Gen | Firm Generation Capacity | 1 | 2034-04-01 | 0 | MW
0 | 0 | System | Battery | Build Battery-Gen 2041 | Build Battery-Gen | Firm Generation Capacity | 1 | 2034-07-01 | 0 | MW
0 | 0 | System | Battery | Build Battery-Gen 2041 | Build Battery-Gen | Firm Generation Capacity | 1 | 2034-10-01 | 0 | MW
Build Battery-Gen 2041_Firm Generation Capacity2035 | Build Battery-Gen_Firm Generation Capacity2035 | System | Battery | Build Battery-Gen 2041 | Build Battery-Gen | Firm Generation Capacity | 1 | 2035-01-01 | 0 | MW
0 | 0 | System | Battery | Build Battery-Gen 2041 | Build Battery-Gen | Firm Generation Capacity | 1 | 2035-04-01 | 0 | MW
0 | 0 | System | Battery | Build Battery-Gen 2041 | Build Battery-Gen | Firm Generation Capacity | 1 | 2035-07-01 | 0 | MW
0 | 0 | System | Battery | Build Battery-Gen 2041 | Build Battery-Gen | Firm Generation Capacity | 1 | 2035-10-01 | 0 | MW
Build Battery-Gen 2041_Firm Generation Capacity2036 | Build Battery-Gen_Firm Generation Capacity2036 | System | Battery | Build Battery-Gen 2041 | Build Battery-Gen | Firm Generation Capacity | 1 | 2036-01-01 | 0 | MW
0 | 0 | System | Battery | Build Battery-Gen 2041 | Build Battery-Gen | Firm Generation Capacity | 1 | 2036-04-01 | 0 | MW
0 | 0 | System | Battery | Build Battery-Gen 2041 | Build Battery-Gen | Firm Generation Capacity | 1 | 2036-07-01 | 0 | MW
0 | 0 | System | Battery | Build Battery-Gen 2041 | Build Battery-Gen | Firm Generation Capacity | 1 | 2036-10-01 | 0 | MW
Build Battery-Gen 2041_Firm Generation Capacity2037 | Build Battery-Gen_Firm Generation Capacity2037 | System | Battery | Build Battery-Gen 2041 | Build Battery-Gen | Firm Generation Capacity | 1 | 2037-01-01 | 0 | MW
0 | 0 | System | Battery | Build Battery-Gen 2041 | Build Battery-Gen | Firm Generation Capacity | 1 | 2037-04-01 | 0 | MW
0 | 0 | System | Battery | Build Battery-Gen 2041 | Build Battery-Gen | Firm Generation Capacity | 1 | 2037-07-01 | 0 | MW
0 | 0 | System | Battery | Build Battery-Gen 2041 | Build Battery-Gen | Firm Generation Capacity | 1 | 2037-10-01 | 0 | MW
Build Battery-Gen 2041_Firm Generation Capacity2038 | Build Battery-Gen_Firm Generation Capacity2038 | System | Battery | Build Battery-Gen 2041 | Build Battery-Gen | Firm Generation Capacity | 1 | 2038-01-01 | 0 | MW
0 | 0 | System | Battery | Build Battery-Gen 2041 | Build Battery-Gen | Firm Generation Capacity | 1 | 2038-04-01 | 0 | MW
0 | 0 | System | Battery | Build Battery-Gen 2041 | Build Battery-Gen | Firm Generation Capacity | 1 | 2038-07-01 | 0 | MW
0 | 0 | System | Battery | Build Battery-Gen 2041 | Build Battery-Gen | Firm Generation Capacity | 1 | 2038-10-01 | 0 | MW
Build Battery-Gen 2041_Firm Generation Capacity2039 | Build Battery-Gen_Firm Generation Capacity2039 | System | Battery | Build Battery-Gen 2041 | Build Battery-Gen | Firm Generation Capacity | 1 | 2039-01-01 | 0 | MW
0 | 0 | System | Battery | Build Battery-Gen 2041 | Build Battery-Gen | Firm Generation Capacity | 1 | 2039-04-01 | 0 | MW
0 | 0 | System | Battery | Build Battery-Gen 2041 | Build Battery-Gen | Firm Generation Capacity | 1 | 2039-07-01 | 0 | MW
0 | 0 | System | Battery | Build Battery-Gen 2041 | Build Battery-Gen | Firm Generation Capacity | 1 | 2039-10-01 | 0 | MW
Build Battery-Gen 2041_Firm Generation Capacity2040 | Build Battery-Gen_Firm Generation Capacity2040 | System | Battery | Build Battery-Gen 2041 | Build Battery-Gen | Firm Generation Capacity | 1 | 2040-01-01 | 0 | MW
0 | 0 | System | Battery | Build Battery-Gen 2041 | Build Battery-Gen | Firm Generation Capacity | 1 | 2040-04-01 | 0 | MW
0 | 0 | System | Battery | Build Battery-Gen 2041 | Build Battery-Gen | Firm Generation Capacity | 1 | 2040-07-01 | 0 | MW
0 | 0 | System | Battery | Build Battery-Gen 2041 | Build Battery-Gen | Firm Generation Capacity | 1 | 2040-10-01 | 0 | MW
Build Battery-Gen 2041_Firm Generation Capacity2041 | Build Battery-Gen_Firm Generation Capacity2041 | System | Battery | Build Battery-Gen 2041 | Build Battery-Gen | Firm Generation Capacity | 1 | 2041-01-01 | 0 | MW
0 | 0 | System | Battery | Build Battery-Gen 2041 | Build Battery-Gen | Firm Generation Capacity | 1 | 2041-04-01 | 0 | MW
0 | 0 | System | Battery | Build Battery-Gen 2041 | Build Battery-Gen | Firm Generation Capacity | 1 | 2041-07-01 | 0 | MW
0 | 0 | System | Battery | Build Battery-Gen 2041 | Build Battery-Gen | Firm Generation Capacity | 1 | 2041-10-01 | 0 | MW
Build Battery-Gen 2041_Firm Generation Capacity2042 | Build Battery-Gen_Firm Generation Capacity2042 | System | Battery | Build Battery-Gen 2041 | Build Battery-Gen | Firm Generation Capacity | 1 | 2042-01-01 | 0 | MW
0 | 0 | System | Battery | Build Battery-Gen 2041 | Build Battery-Gen | Firm Generation Capacity | 1 | 2042-04-01 | 0 | MW
0 | 0 | System | Battery | Build Battery-Gen 2041 | Build Battery-Gen | Firm Generation Capacity | 1 | 2042-07-01 | 0 | MW
0 | 0 | System | Battery | Build Battery-Gen 2041 | Build Battery-Gen | Firm Generation Capacity | 1 | 2042-10-01 | 0 | MW
Build Battery-Gen 2041_Firm Generation Capacity2043 | Build Battery-Gen_Firm Generation Capacity2043 | System | Battery | Build Battery-Gen 2041 | Build Battery-Gen | Firm Generation Capacity | 1 | 2043-01-01 | 0 | MW
0 | 0 | System | Battery | Build Battery-Gen 2041 | Build Battery-Gen | Firm Generation Capacity | 1 | 2043-04-01 | 0 | MW
0 | 0 | System | Battery | Build Battery-Gen 2041 | Build Battery-Gen | Firm Generation Capacity | 1 | 2043-07-01 | 0 | MW
0 | 0 | System | Battery | Build Battery-Gen 2041 | Build Battery-Gen | Firm Generation Capacity | 1 | 2043-10-01 | 0 | MW
Build Battery-Gen 2042_Firm Generation Capacity2024 | Build Battery-Gen_Firm Generation Capacity2024 | System | Battery | Build Battery-Gen 2042 | Build Battery-Gen | Firm Generation Capacity | 1 | 2024-01-01 | 0 | MW
0 | 0 | System | Battery | Build Battery-Gen 2042 | Build Battery-Gen | Firm Generation Capacity | 1 | 2024-04-01 | 0 | MW
0 | 0 | System | Battery | Build Battery-Gen 2042 | Build Battery-Gen | Firm Generation Capacity | 1 | 2024-07-01 | 0 | MW
0 | 0 | System | Battery | Build Battery-Gen 2042 | Build Battery-Gen | Firm Generation Capacity | 1 | 2024-10-01 | 0 | MW
Build Battery-Gen 2042_Firm Generation Capacity2025 | Build Battery-Gen_Firm Generation Capacity2025 | System | Battery | Build Battery-Gen 2042 | Build Battery-Gen | Firm Generation Capacity | 1 | 2025-01-01 | 0 | MW
0 | 0 | System | Battery | Build Battery-Gen 2042 | Build Battery-Gen | Firm Generation Capacity | 1 | 2025-04-01 | 0 | MW
0 | 0 | System | Battery | Build Battery-Gen 2042 | Build Battery-Gen | Firm Generation Capacity | 1 | 2025-07-01 | 0 | MW
0 | 0 | System | Battery | Build Battery-Gen 2042 | Build Battery-Gen | Firm Generation Capacity | 1 | 2025-10-01 | 0 | MW
Build Battery-Gen 2042_Firm Generation Capacity2026 | Build Battery-Gen_Firm Generation Capacity2026 | System | Battery | Build Battery-Gen 2042 | Build Battery-Gen | Firm Generation Capacity | 1 | 2026-01-01 | 0 | MW
0 | 0 | System | Battery | Build Battery-Gen 2042 | Build Battery-Gen | Firm Generation Capacity | 1 | 2026-04-01 | 0 | MW
0 | 0 | System | Battery | Build Battery-Gen 2042 | Build Battery-Gen | Firm Generation Capacity | 1 | 2026-07-01 | 0 | MW
0 | 0 | System | Battery | Build Battery-Gen 2042 | Build Battery-Gen | Firm Generation Capacity | 1 | 2026-10-01 | 0 | MW
Build Battery-Gen 2042_Firm Generation Capacity2027 | Build Battery-Gen_Firm Generation Capacity2027 | System | Battery | Build Battery-Gen 2042 | Build Battery-Gen | Firm Generation Capacity | 1 | 2027-01-01 | 0 | MW
0 | 0 | System | Battery | Build Battery-Gen 2042 | Build Battery-Gen | Firm Generation Capacity | 1 | 2027-04-01 | 0 | MW
0 | 0 | System | Battery | Build Battery-Gen 2042 | Build Battery-Gen | Firm Generation Capacity | 1 | 2027-07-01 | 0 | MW
0 | 0 | System | Battery | Build Battery-Gen 2042 | Build Battery-Gen | Firm Generation Capacity | 1 | 2027-10-01 | 0 | MW
Build Battery-Gen 2042_Firm Generation Capacity2028 | Build Battery-Gen_Firm Generation Capacity2028 | System | Battery | Build Battery-Gen 2042 | Build Battery-Gen | Firm Generation Capacity | 1 | 2028-01-01 | 0 | MW
0 | 0 | System | Battery | Build Battery-Gen 2042 | Build Battery-Gen | Firm Generation Capacity | 1 | 2028-04-01 | 0 | MW
0 | 0 | System | Battery | Build Battery-Gen 2042 | Build Battery-Gen | Firm Generation Capacity | 1 | 2028-07-01 | 0 | MW
0 | 0 | System | Battery | Build Battery-Gen 2042 | Build Battery-Gen | Firm Generation Capacity | 1 | 2028-10-01 | 0 | MW
Build Battery-Gen 2042_Firm Generation Capacity2029 | Build Battery-Gen_Firm Generation Capacity2029 | System | Battery | Build Battery-Gen 2042 | Build Battery-Gen | Firm Generation Capacity | 1 | 2029-01-01 | 0 | MW
0 | 0 | System | Battery | Build Battery-Gen 2042 | Build Battery-Gen | Firm Generation Capacity | 1 | 2029-04-01 | 0 | MW
0 | 0 | System | Battery | Build Battery-Gen 2042 | Build Battery-Gen | Firm Generation Capacity | 1 | 2029-07-01 | 0 | MW
0 | 0 | System | Battery | Build Battery-Gen 2042 | Build Battery-Gen | Firm Generation Capacity | 1 | 2029-10-01 | 0 | MW
Build Battery-Gen 2042_Firm Generation Capacity2030 | Build Battery-Gen_Firm Generation Capacity2030 | System | Battery | Build Battery-Gen 2042 | Build Battery-Gen | Firm Generation Capacity | 1 | 2030-01-01 | 0 | MW
0 | 0 | System | Battery | Build Battery-Gen 2042 | Build Battery-Gen | Firm Generation Capacity | 1 | 2030-04-01 | 0 | MW
0 | 0 | System | Battery | Build Battery-Gen 2042 | Build Battery-Gen | Firm Generation Capacity | 1 | 2030-07-01 | 0 | MW
0 | 0 | System | Battery | Build Battery-Gen 2042 | Build Battery-Gen | Firm Generation Capacity | 1 | 2030-10-01 | 0 | MW
Build Battery-Gen 2042_Firm Generation Capacity2031 | Build Battery-Gen_Firm Generation Capacity2031 | System | Battery | Build Battery-Gen 2042 | Build Battery-Gen | Firm Generation Capacity | 1 | 2031-01-01 | 0 | MW
0 | 0 | System | Battery | Build Battery-Gen 2042 | Build Battery-Gen | Firm Generation Capacity | 1 | 2031-04-01 | 0 | MW
0 | 0 | System | Battery | Build Battery-Gen 2042 | Build Battery-Gen | Firm Generation Capacity | 1 | 2031-07-01 | 0 | MW
0 | 0 | System | Battery | Build Battery-Gen 2042 | Build Battery-Gen | Firm Generation Capacity | 1 | 2031-10-01 | 0 | MW
Build Battery-Gen 2042_Firm Generation Capacity2032 | Build Battery-Gen_Firm Generation Capacity2032 | System | Battery | Build Battery-Gen 2042 | Build Battery-Gen | Firm Generation Capacity | 1 | 2032-01-01 | 0 | MW
0 | 0 | System | Battery | Build Battery-Gen 2042 | Build Battery-Gen | Firm Generation Capacity | 1 | 2032-04-01 | 0 | MW
0 | 0 | System | Battery | Build Battery-Gen 2042 | Build Battery-Gen | Firm Generation Capacity | 1 | 2032-07-01 | 0 | MW
0 | 0 | System | Battery | Build Battery-Gen 2042 | Build Battery-Gen | Firm Generation Capacity | 1 | 2032-10-01 | 0 | MW
Build Battery-Gen 2042_Firm Generation Capacity2033 | Build Battery-Gen_Firm Generation Capacity2033 | System | Battery | Build Battery-Gen 2042 | Build Battery-Gen | Firm Generation Capacity | 1 | 2033-01-01 | 0 | MW
0 | 0 | System | Battery | Build Battery-Gen 2042 | Build Battery-Gen | Firm Generation Capacity | 1 | 2033-04-01 | 0 | MW
0 | 0 | System | Battery | Build Battery-Gen 2042 | Build Battery-Gen | Firm Generation Capacity | 1 | 2033-07-01 | 0 | MW
0 | 0 | System | Battery | Build Battery-Gen 2042 | Build Battery-Gen | Firm Generation Capacity | 1 | 2033-10-01 | 0 | MW
Build Battery-Gen 2042_Firm Generation Capacity2034 | Build Battery-Gen_Firm Generation Capacity2034 | System | Battery | Build Battery-Gen 2042 | Build Battery-Gen | Firm Generation Capacity | 1 | 2034-01-01 | 0 | MW
0 | 0 | System | Battery | Build Battery-Gen 2042 | Build Battery-Gen | Firm Generation Capacity | 1 | 2034-04-01 | 0 | MW
0 | 0 | System | Battery | Build Battery-Gen 2042 | Build Battery-Gen | Firm Generation Capacity | 1 | 2034-07-01 | 0 | MW
0 | 0 | System | Battery | Build Battery-Gen 2042 | Build Battery-Gen | Firm Generation Capacity | 1 | 2034-10-01 | 0 | MW
Build Battery-Gen 2042_Firm Generation Capacity2035 | Build Battery-Gen_Firm Generation Capacity2035 | System | Battery | Build Battery-Gen 2042 | Build Battery-Gen | Firm Generation Capacity | 1 | 2035-01-01 | 0 | MW
0 | 0 | System | Battery | Build Battery-Gen 2042 | Build Battery-Gen | Firm Generation Capacity | 1 | 2035-04-01 | 0 | MW
0 | 0 | System | Battery | Build Battery-Gen 2042 | Build Battery-Gen | Firm Generation Capacity | 1 | 2035-07-01 | 0 | MW
0 | 0 | System | Battery | Build Battery-Gen 2042 | Build Battery-Gen | Firm Generation Capacity | 1 | 2035-10-01 | 0 | MW
Build Battery-Gen 2042_Firm Generation Capacity2036 | Build Battery-Gen_Firm Generation Capacity2036 | System | Battery | Build Battery-Gen 2042 | Build Battery-Gen | Firm Generation Capacity | 1 | 2036-01-01 | 0 | MW
0 | 0 | System | Battery | Build Battery-Gen 2042 | Build Battery-Gen | Firm Generation Capacity | 1 | 2036-04-01 | 0 | MW
0 | 0 | System | Battery | Build Battery-Gen 2042 | Build Battery-Gen | Firm Generation Capacity | 1 | 2036-07-01 | 0 | MW
0 | 0 | System | Battery | Build Battery-Gen 2042 | Build Battery-Gen | Firm Generation Capacity | 1 | 2036-10-01 | 0 | MW
Build Battery-Gen 2042_Firm Generation Capacity2037 | Build Battery-Gen_Firm Generation Capacity2037 | System | Battery | Build Battery-Gen 2042 | Build Battery-Gen | Firm Generation Capacity | 1 | 2037-01-01 | 0 | MW
0 | 0 | System | Battery | Build Battery-Gen 2042 | Build Battery-Gen | Firm Generation Capacity | 1 | 2037-04-01 | 0 | MW
0 | 0 | System | Battery | Build Battery-Gen 2042 | Build Battery-Gen | Firm Generation Capacity | 1 | 2037-07-01 | 0 | MW
0 | 0 | System | Battery | Build Battery-Gen 2042 | Build Battery-Gen | Firm Generation Capacity | 1 | 2037-10-01 | 0 | MW
Build Battery-Gen 2042_Firm Generation Capacity2038 | Build Battery-Gen_Firm Generation Capacity2038 | System | Battery | Build Battery-Gen 2042 | Build Battery-Gen | Firm Generation Capacity | 1 | 2038-01-01 | 0 | MW
0 | 0 | System | Battery | Build Battery-Gen 2042 | Build Battery-Gen | Firm Generation Capacity | 1 | 2038-04-01 | 0 | MW
0 | 0 | System | Battery | Build Battery-Gen 2042 | Build Battery-Gen | Firm Generation Capacity | 1 | 2038-07-01 | 0 | MW
0 | 0 | System | Battery | Build Battery-Gen 2042 | Build Battery-Gen | Firm Generation Capacity | 1 | 2038-10-01 | 0 | MW
Build Battery-Gen 2042_Firm Generation Capacity2039 | Build Battery-Gen_Firm Generation Capacity2039 | System | Battery | Build Battery-Gen 2042 | Build Battery-Gen | Firm Generation Capacity | 1 | 2039-01-01 | 0 | MW
0 | 0 | System | Battery | Build Battery-Gen 2042 | Build Battery-Gen | Firm Generation Capacity | 1 | 2039-04-01 | 0 | MW
0 | 0 | System | Battery | Build Battery-Gen 2042 | Build Battery-Gen | Firm Generation Capacity | 1 | 2039-07-01 | 0 | MW
0 | 0 | System | Battery | Build Battery-Gen 2042 | Build Battery-Gen | Firm Generation Capacity | 1 | 2039-10-01 | 0 | MW
Build Battery-Gen 2042_Firm Generation Capacity2040 | Build Battery-Gen_Firm Generation Capacity2040 | System | Battery | Build Battery-Gen 2042 | Build Battery-Gen | Firm Generation Capacity | 1 | 2040-01-01 | 0 | MW
0 | 0 | System | Battery | Build Battery-Gen 2042 | Build Battery-Gen | Firm Generation Capacity | 1 | 2040-04-01 | 0 | MW
0 | 0 | System | Battery | Build Battery-Gen 2042 | Build Battery-Gen | Firm Generation Capacity | 1 | 2040-07-01 | 0 | MW
0 | 0 | System | Battery | Build Battery-Gen 2042 | Build Battery-Gen | Firm Generation Capacity | 1 | 2040-10-01 | 0 | MW
Build Battery-Gen 2042_Firm Generation Capacity2041 | Build Battery-Gen_Firm Generation Capacity2041 | System | Battery | Build Battery-Gen 2042 | Build Battery-Gen | Firm Generation Capacity | 1 | 2041-01-01 | 0 | MW
0 | 0 | System | Battery | Build Battery-Gen 2042 | Build Battery-Gen | Firm Generation Capacity | 1 | 2041-04-01 | 0 | MW
0 | 0 | System | Battery | Build Battery-Gen 2042 | Build Battery-Gen | Firm Generation Capacity | 1 | 2041-07-01 | 0 | MW
0 | 0 | System | Battery | Build Battery-Gen 2042 | Build Battery-Gen | Firm Generation Capacity | 1 | 2041-10-01 | 0 | MW
Build Battery-Gen 2042_Firm Generation Capacity2042 | Build Battery-Gen_Firm Generation Capacity2042 | System | Battery | Build Battery-Gen 2042 | Build Battery-Gen | Firm Generation Capacity | 1 | 2042-01-01 | 0 | MW
0 | 0 | System | Battery | Build Battery-Gen 2042 | Build Battery-Gen | Firm Generation Capacity | 1 | 2042-04-01 | 0 | MW
0 | 0 | System | Battery | Build Battery-Gen 2042 | Build Battery-Gen | Firm Generation Capacity | 1 | 2042-07-01 | 0 | MW
0 | 0 | System | Battery | Build Battery-Gen 2042 | Build Battery-Gen | Firm Generation Capacity | 1 | 2042-10-01 | 0 | MW
Build Battery-Gen 2042_Firm Generation Capacity2043 | Build Battery-Gen_Firm Generation Capacity2043 | System | Battery | Build Battery-Gen 2042 | Build Battery-Gen | Firm Generation Capacity | 1 | 2043-01-01 | 0 | MW
0 | 0 | System | Battery | Build Battery-Gen 2042 | Build Battery-Gen | Firm Generation Capacity | 1 | 2043-04-01 | 0 | MW
0 | 0 | System | Battery | Build Battery-Gen 2042 | Build Battery-Gen | Firm Generation Capacity | 1 | 2043-07-01 | 0 | MW
0 | 0 | System | Battery | Build Battery-Gen 2042 | Build Battery-Gen | Firm Generation Capacity | 1 | 2043-10-01 | 0 | MW
Build Battery-Gen 2043_Firm Generation Capacity2024 | Build Battery-Gen_Firm Generation Capacity2024 | System | Battery | Build Battery-Gen 2043 | Build Battery-Gen | Firm Generation Capacity | 1 | 2024-01-01 | 0 | MW
0 | 0 | System | Battery | Build Battery-Gen 2043 | Build Battery-Gen | Firm Generation Capacity | 1 | 2024-04-01 | 0 | MW
0 | 0 | System | Battery | Build Battery-Gen 2043 | Build Battery-Gen | Firm Generation Capacity | 1 | 2024-07-01 | 0 | MW
0 | 0 | System | Battery | Build Battery-Gen 2043 | Build Battery-Gen | Firm Generation Capacity | 1 | 2024-10-01 | 0 | MW
Build Battery-Gen 2043_Firm Generation Capacity2025 | Build Battery-Gen_Firm Generation Capacity2025 | System | Battery | Build Battery-Gen 2043 | Build Battery-Gen | Firm Generation Capacity | 1 | 2025-01-01 | 0 | MW
0 | 0 | System | Battery | Build Battery-Gen 2043 | Build Battery-Gen | Firm Generation Capacity | 1 | 2025-04-01 | 0 | MW
0 | 0 | System | Battery | Build Battery-Gen 2043 | Build Battery-Gen | Firm Generation Capacity | 1 | 2025-07-01 | 0 | MW
0 | 0 | System | Battery | Build Battery-Gen 2043 | Build Battery-Gen | Firm Generation Capacity | 1 | 2025-10-01 | 0 | MW
Build Battery-Gen 2043_Firm Generation Capacity2026 | Build Battery-Gen_Firm Generation Capacity2026 | System | Battery | Build Battery-Gen 2043 | Build Battery-Gen | Firm Generation Capacity | 1 | 2026-01-01 | 0 | MW
0 | 0 | System | Battery | Build Battery-Gen 2043 | Build Battery-Gen | Firm Generation Capacity | 1 | 2026-04-01 | 0 | MW
0 | 0 | System | Battery | Build Battery-Gen 2043 | Build Battery-Gen | Firm Generation Capacity | 1 | 2026-07-01 | 0 | MW
0 | 0 | System | Battery | Build Battery-Gen 2043 | Build Battery-Gen | Firm Generation Capacity | 1 | 2026-10-01 | 0 | MW
Build Battery-Gen 2043_Firm Generation Capacity2027 | Build Battery-Gen_Firm Generation Capacity2027 | System | Battery | Build Battery-Gen 2043 | Build Battery-Gen | Firm Generation Capacity | 1 | 2027-01-01 | 0 | MW
0 | 0 | System | Battery | Build Battery-Gen 2043 | Build Battery-Gen | Firm Generation Capacity | 1 | 2027-04-01 | 0 | MW
0 | 0 | System | Battery | Build Battery-Gen 2043 | Build Battery-Gen | Firm Generation Capacity | 1 | 2027-07-01 | 0 | MW
0 | 0 | System | Battery | Build Battery-Gen 2043 | Build Battery-Gen | Firm Generation Capacity | 1 | 2027-10-01 | 0 | MW
Build Battery-Gen 2043_Firm Generation Capacity2028 | Build Battery-Gen_Firm Generation Capacity2028 | System | Battery | Build Battery-Gen 2043 | Build Battery-Gen | Firm Generation Capacity | 1 | 2028-01-01 | 0 | MW
0 | 0 | System | Battery | Build Battery-Gen 2043 | Build Battery-Gen | Firm Generation Capacity | 1 | 2028-04-01 | 0 | MW
0 | 0 | System | Battery | Build Battery-Gen 2043 | Build Battery-Gen | Firm Generation Capacity | 1 | 2028-07-01 | 0 | MW
0 | 0 | System | Battery | Build Battery-Gen 2043 | Build Battery-Gen | Firm Generation Capacity | 1 | 2028-10-01 | 0 | MW
Build Battery-Gen 2043_Firm Generation Capacity2029 | Build Battery-Gen_Firm Generation Capacity2029 | System | Battery | Build Battery-Gen 2043 | Build Battery-Gen | Firm Generation Capacity | 1 | 2029-01-01 | 0 | MW
0 | 0 | System | Battery | Build Battery-Gen 2043 | Build Battery-Gen | Firm Generation Capacity | 1 | 2029-04-01 | 0 | MW
0 | 0 | System | Battery | Build Battery-Gen 2043 | Build Battery-Gen | Firm Generation Capacity | 1 | 2029-07-01 | 0 | MW
0 | 0 | System | Battery | Build Battery-Gen 2043 | Build Battery-Gen | Firm Generation Capacity | 1 | 2029-10-01 | 0 | MW
Build Battery-Gen 2043_Firm Generation Capacity2030 | Build Battery-Gen_Firm Generation Capacity2030 | System | Battery | Build Battery-Gen 2043 | Build Battery-Gen | Firm Generation Capacity | 1 | 2030-01-01 | 0 | MW
0 | 0 | System | Battery | Build Battery-Gen 2043 | Build Battery-Gen | Firm Generation Capacity | 1 | 2030-04-01 | 0 | MW
0 | 0 | System | Battery | Build Battery-Gen 2043 | Build Battery-Gen | Firm Generation Capacity | 1 | 2030-07-01 | 0 | MW
0 | 0 | System | Battery | Build Battery-Gen 2043 | Build Battery-Gen | Firm Generation Capacity | 1 | 2030-10-01 | 0 | MW
Build Battery-Gen 2043_Firm Generation Capacity2031 | Build Battery-Gen_Firm Generation Capacity2031 | System | Battery | Build Battery-Gen 2043 | Build Battery-Gen | Firm Generation Capacity | 1 | 2031-01-01 | 0 | MW
0 | 0 | System | Battery | Build Battery-Gen 2043 | Build Battery-Gen | Firm Generation Capacity | 1 | 2031-04-01 | 0 | MW
0 | 0 | System | Battery | Build Battery-Gen 2043 | Build Battery-Gen | Firm Generation Capacity | 1 | 2031-07-01 | 0 | MW
0 | 0 | System | Battery | Build Battery-Gen 2043 | Build Battery-Gen | Firm Generation Capacity | 1 | 2031-10-01 | 0 | MW
Build Battery-Gen 2043_Firm Generation Capacity2032 | Build Battery-Gen_Firm Generation Capacity2032 | System | Battery | Build Battery-Gen 2043 | Build Battery-Gen | Firm Generation Capacity | 1 | 2032-01-01 | 0 | MW
0 | 0 | System | Battery | Build Battery-Gen 2043 | Build Battery-Gen | Firm Generation Capacity | 1 | 2032-04-01 | 0 | MW
0 | 0 | System | Battery | Build Battery-Gen 2043 | Build Battery-Gen | Firm Generation Capacity | 1 | 2032-07-01 | 0 | MW
0 | 0 | System | Battery | Build Battery-Gen 2043 | Build Battery-Gen | Firm Generation Capacity | 1 | 2032-10-01 | 0 | MW
Build Battery-Gen 2043_Firm Generation Capacity2033 | Build Battery-Gen_Firm Generation Capacity2033 | System | Battery | Build Battery-Gen 2043 | Build Battery-Gen | Firm Generation Capacity | 1 | 2033-01-01 | 0 | MW
0 | 0 | System | Battery | Build Battery-Gen 2043 | Build Battery-Gen | Firm Generation Capacity | 1 | 2033-04-01 | 0 | MW
0 | 0 | System | Battery | Build Battery-Gen 2043 | Build Battery-Gen | Firm Generation Capacity | 1 | 2033-07-01 | 0 | MW
0 | 0 | System | Battery | Build Battery-Gen 2043 | Build Battery-Gen | Firm Generation Capacity | 1 | 2033-10-01 | 0 | MW
Build Battery-Gen 2043_Firm Generation Capacity2034 | Build Battery-Gen_Firm Generation Capacity2034 | System | Battery | Build Battery-Gen 2043 | Build Battery-Gen | Firm Generation Capacity | 1 | 2034-01-01 | 0 | MW
0 | 0 | System | Battery | Build Battery-Gen 2043 | Build Battery-Gen | Firm Generation Capacity | 1 | 2034-04-01 | 0 | MW
0 | 0 | System | Battery | Build Battery-Gen 2043 | Build Battery-Gen | Firm Generation Capacity | 1 | 2034-07-01 | 0 | MW
0 | 0 | System | Battery | Build Battery-Gen 2043 | Build Battery-Gen | Firm Generation Capacity | 1 | 2034-10-01 | 0 | MW
Build Battery-Gen 2043_Firm Generation Capacity2035 | Build Battery-Gen_Firm Generation Capacity2035 | System | Battery | Build Battery-Gen 2043 | Build Battery-Gen | Firm Generation Capacity | 1 | 2035-01-01 | 0 | MW
0 | 0 | System | Battery | Build Battery-Gen 2043 | Build Battery-Gen | Firm Generation Capacity | 1 | 2035-04-01 | 0 | MW
0 | 0 | System | Battery | Build Battery-Gen 2043 | Build Battery-Gen | Firm Generation Capacity | 1 | 2035-07-01 | 0 | MW
0 | 0 | System | Battery | Build Battery-Gen 2043 | Build Battery-Gen | Firm Generation Capacity | 1 | 2035-10-01 | 0 | MW
Build Battery-Gen 2043_Firm Generation Capacity2036 | Build Battery-Gen_Firm Generation Capacity2036 | System | Battery | Build Battery-Gen 2043 | Build Battery-Gen | Firm Generation Capacity | 1 | 2036-01-01 | 0 | MW
0 | 0 | System | Battery | Build Battery-Gen 2043 | Build Battery-Gen | Firm Generation Capacity | 1 | 2036-04-01 | 0 | MW
0 | 0 | System | Battery | Build Battery-Gen 2043 | Build Battery-Gen | Firm Generation Capacity | 1 | 2036-07-01 | 0 | MW
0 | 0 | System | Battery | Build Battery-Gen 2043 | Build Battery-Gen | Firm Generation Capacity | 1 | 2036-10-01 | 0 | MW
Build Battery-Gen 2043_Firm Generation Capacity2037 | Build Battery-Gen_Firm Generation Capacity2037 | System | Battery | Build Battery-Gen 2043 | Build Battery-Gen | Firm Generation Capacity | 1 | 2037-01-01 | 0 | MW
0 | 0 | System | Battery | Build Battery-Gen 2043 | Build Battery-Gen | Firm Generation Capacity | 1 | 2037-04-01 | 0 | MW
0 | 0 | System | Battery | Build Battery-Gen 2043 | Build Battery-Gen | Firm Generation Capacity | 1 | 2037-07-01 | 0 | MW
0 | 0 | System | Battery | Build Battery-Gen 2043 | Build Battery-Gen | Firm Generation Capacity | 1 | 2037-10-01 | 0 | MW
Build Battery-Gen 2043_Firm Generation Capacity2038 | Build Battery-Gen_Firm Generation Capacity2038 | System | Battery | Build Battery-Gen 2043 | Build Battery-Gen | Firm Generation Capacity | 1 | 2038-01-01 | 0 | MW
0 | 0 | System | Battery | Build Battery-Gen 2043 | Build Battery-Gen | Firm Generation Capacity | 1 | 2038-04-01 | 0 | MW
0 | 0 | System | Battery | Build Battery-Gen 2043 | Build Battery-Gen | Firm Generation Capacity | 1 | 2038-07-01 | 0 | MW
0 | 0 | System | Battery | Build Battery-Gen 2043 | Build Battery-Gen | Firm Generation Capacity | 1 | 2038-10-01 | 0 | MW
Build Battery-Gen 2043_Firm Generation Capacity2039 | Build Battery-Gen_Firm Generation Capacity2039 | System | Battery | Build Battery-Gen 2043 | Build Battery-Gen | Firm Generation Capacity | 1 | 2039-01-01 | 0 | MW
0 | 0 | System | Battery | Build Battery-Gen 2043 | Build Battery-Gen | Firm Generation Capacity | 1 | 2039-04-01 | 0 | MW
0 | 0 | System | Battery | Build Battery-Gen 2043 | Build Battery-Gen | Firm Generation Capacity | 1 | 2039-07-01 | 0 | MW
0 | 0 | System | Battery | Build Battery-Gen 2043 | Build Battery-Gen | Firm Generation Capacity | 1 | 2039-10-01 | 0 | MW
Build Battery-Gen 2043_Firm Generation Capacity2040 | Build Battery-Gen_Firm Generation Capacity2040 | System | Battery | Build Battery-Gen 2043 | Build Battery-Gen | Firm Generation Capacity | 1 | 2040-01-01 | 0 | MW
0 | 0 | System | Battery | Build Battery-Gen 2043 | Build Battery-Gen | Firm Generation Capacity | 1 | 2040-04-01 | 0 | MW
0 | 0 | System | Battery | Build Battery-Gen 2043 | Build Battery-Gen | Firm Generation Capacity | 1 | 2040-07-01 | 0 | MW
0 | 0 | System | Battery | Build Battery-Gen 2043 | Build Battery-Gen | Firm Generation Capacity | 1 | 2040-10-01 | 0 | MW
Build Battery-Gen 2043_Firm Generation Capacity2041 | Build Battery-Gen_Firm Generation Capacity2041 | System | Battery | Build Battery-Gen 2043 | Build Battery-Gen | Firm Generation Capacity | 1 | 2041-01-01 | 0 | MW
0 | 0 | System | Battery | Build Battery-Gen 2043 | Build Battery-Gen | Firm Generation Capacity | 1 | 2041-04-01 | 0 | MW
0 | 0 | System | Battery | Build Battery-Gen 2043 | Build Battery-Gen | Firm Generation Capacity | 1 | 2041-07-01 | 0 | MW
0 | 0 | System | Battery | Build Battery-Gen 2043 | Build Battery-Gen | Firm Generation Capacity | 1 | 2041-10-01 | 0 | MW
Build Battery-Gen 2043_Firm Generation Capacity2042 | Build Battery-Gen_Firm Generation Capacity2042 | System | Battery | Build Battery-Gen 2043 | Build Battery-Gen | Firm Generation Capacity | 1 | 2042-01-01 | 0 | MW
0 | 0 | System | Battery | Build Battery-Gen 2043 | Build Battery-Gen | Firm Generation Capacity | 1 | 2042-04-01 | 0 | MW
0 | 0 | System | Battery | Build Battery-Gen 2043 | Build Battery-Gen | Firm Generation Capacity | 1 | 2042-07-01 | 0 | MW
0 | 0 | System | Battery | Build Battery-Gen 2043 | Build Battery-Gen | Firm Generation Capacity | 1 | 2042-10-01 | 0 | MW
Build Battery-Gen 2043_Firm Generation Capacity2043 | Build Battery-Gen_Firm Generation Capacity2043 | System | Battery | Build Battery-Gen 2043 | Build Battery-Gen | Firm Generation Capacity | 1 | 2043-01-01 | 0 | MW
0 | 0 | System | Battery | Build Battery-Gen 2043 | Build Battery-Gen | Firm Generation Capacity | 1 | 2043-04-01 | 0 | MW
0 | 0 | System | Battery | Build Battery-Gen 2043 | Build Battery-Gen | Firm Generation Capacity | 1 | 2043-07-01 | 0 | MW
0 | 0 | System | Battery | Build Battery-Gen 2043 | Build Battery-Gen | Firm Generation Capacity | 1 | 2043-10-01 | 0 | MW
Build Zonal Region_Firm Generation Capacity2024 | Zonal Regions_Firm Generation Capacity2024 | System | Region | Build Zonal Region | Zonal Regions | Firm Generation Capacity | 1 | 2024-01-01 | 0 | MW
0 | 0 | System | Region | Build Zonal Region | Zonal Regions | Firm Generation Capacity | 1 | 2024-04-01 | 0 | MW
0 | 0 | System | Region | Build Zonal Region | Zonal Regions | Firm Generation Capacity | 1 | 2024-07-01 | 0 | MW
0 | 0 | System | Region | Build Zonal Region | Zonal Regions | Firm Generation Capacity | 1 | 2024-10-01 | 0 | MW
Build Zonal Region_Firm Generation Capacity2025 | Zonal Regions_Firm Generation Capacity2025 | System | Region | Build Zonal Region | Zonal Regions | Firm Generation Capacity | 1 | 2025-01-01 | 68 | MW
0 | 0 | System | Region | Build Zonal Region | Zonal Regions | Firm Generation Capacity | 1 | 2025-04-01 | 1 | MW
0 | 0 | System | Region | Build Zonal Region | Zonal Regions | Firm Generation Capacity | 1 | 2025-07-01 | 1 | MW
0 | 0 | System | Region | Build Zonal Region | Zonal Regions | Firm Generation Capacity | 1 | 2025-10-01 | 1 | MW
Build Zonal Region_Firm Generation Capacity2026 | Zonal Regions_Firm Generation Capacity2026 | System | Region | Build Zonal Region | Zonal Regions | Firm Generation Capacity | 1 | 2026-01-01 | 38 | MW
0 | 0 | System | Region | Build Zonal Region | Zonal Regions | Firm Generation Capacity | 1 | 2026-04-01 | 38 | MW
0 | 0 | System | Region | Build Zonal Region | Zonal Regions | Firm Generation Capacity | 1 | 2026-07-01 | 38 | MW
0 | 0 | System | Region | Build Zonal Region | Zonal Regions | Firm Generation Capacity | 1 | 2026-10-01 | 38 | MW
Build Zonal Region_Firm Generation Capacity2027 | Zonal Regions_Firm Generation Capacity2027 | System | Region | Build Zonal Region | Zonal Regions | Firm Generation Capacity | 1 | 2027-01-01 | 112 | MW
0 | 0 | System | Region | Build Zonal Region | Zonal Regions | Firm Generation Capacity | 1 | 2027-04-01 | 100.5 | MW
0 | 0 | System | Region | Build Zonal Region | Zonal Regions | Firm Generation Capacity | 1 | 2027-07-01 | 100.5 | MW
0 | 0 | System | Region | Build Zonal Region | Zonal Regions | Firm Generation Capacity | 1 | 2027-10-01 | 17.25 | MW
Build Zonal Region_Firm Generation Capacity2028 | Zonal Regions_Firm Generation Capacity2028 | System | Region | Build Zonal Region | Zonal Regions | Firm Generation Capacity | 1 | 2028-01-01 | 125.25 | MW
0 | 0 | System | Region | Build Zonal Region | Zonal Regions | Firm Generation Capacity | 1 | 2028-04-01 | 102 | MW
0 | 0 | System | Region | Build Zonal Region | Zonal Regions | Firm Generation Capacity | 1 | 2028-07-01 | 102 | MW
0 | 0 | System | Region | Build Zonal Region | Zonal Regions | Firm Generation Capacity | 1 | 2028-10-01 | 22.05 | MW
Build Zonal Region_Firm Generation Capacity2029 | Zonal Regions_Firm Generation Capacity2029 | System | Region | Build Zonal Region | Zonal Regions | Firm Generation Capacity | 1 | 2029-01-01 | 348.05 | MW
0 | 0 | System | Region | Build Zonal Region | Zonal Regions | Firm Generation Capacity | 1 | 2029-04-01 | 506.5 | MW
0 | 0 | System | Region | Build Zonal Region | Zonal Regions | Firm Generation Capacity | 1 | 2029-07-01 | 506.5 | MW
0 | 0 | System | Region | Build Zonal Region | Zonal Regions | Firm Generation Capacity | 1 | 2029-10-01 | 429.85 | MW
Build Zonal Region_Firm Generation Capacity2030 | Zonal Regions_Firm Generation Capacity2030 | System | Region | Build Zonal Region | Zonal Regions | Firm Generation Capacity | 1 | 2030-01-01 | 505.85 | MW
0 | 0 | System | Region | Build Zonal Region | Zonal Regions | Firm Generation Capacity | 1 | 2030-04-01 | 827 | MW
0 | 0 | System | Region | Build Zonal Region | Zonal Regions | Firm Generation Capacity | 1 | 2030-07-01 | 827 | MW
0 | 0 | System | Region | Build Zonal Region | Zonal Regions | Firm Generation Capacity | 1 | 2030-10-01 | 753.65 | MW
Build Zonal Region_Firm Generation Capacity2031 | Zonal Regions_Firm Generation Capacity2031 | System | Region | Build Zonal Region | Zonal Regions | Firm Generation Capacity | 1 | 2031-01-01 | 753.65 | MW
0 | 0 | System | Region | Build Zonal Region | Zonal Regions | Firm Generation Capacity | 1 | 2031-04-01 | 843.8 | MW
0 | 0 | System | Region | Build Zonal Region | Zonal Regions | Firm Generation Capacity | 1 | 2031-07-01 | 843.8 | MW
0 | 0 | System | Region | Build Zonal Region | Zonal Regions | Firm Generation Capacity | 1 | 2031-10-01 | 773.75 | MW
Build Zonal Region_Firm Generation Capacity2032 | Zonal Regions_Firm Generation Capacity2032 | System | Region | Build Zonal Region | Zonal Regions | Firm Generation Capacity | 1 | 2032-01-01 | 773.75 | MW
0 | 0 | System | Region | Build Zonal Region | Zonal Regions | Firm Generation Capacity | 1 | 2032-04-01 | 860 | MW
0 | 0 | System | Region | Build Zonal Region | Zonal Regions | Firm Generation Capacity | 1 | 2032-07-01 | 860 | MW
0 | 0 | System | Region | Build Zonal Region | Zonal Regions | Firm Generation Capacity | 1 | 2032-10-01 | 793.25 | MW
Build Zonal Region_Firm Generation Capacity2033 | Zonal Regions_Firm Generation Capacity2033 | System | Region | Build Zonal Region | Zonal Regions | Firm Generation Capacity | 1 | 2033-01-01 | 793.25 | MW
0 | 0 | System | Region | Build Zonal Region | Zonal Regions | Firm Generation Capacity | 1 | 2033-04-01 | 875.75 | MW
0 | 0 | System | Region | Build Zonal Region | Zonal Regions | Firm Generation Capacity | 1 | 2033-07-01 | 875.75 | MW
0 | 0 | System | Region | Build Zonal Region | Zonal Regions | Firm Generation Capacity | 1 | 2033-10-01 | 813.425 | MW
Build Zonal Region_Firm Generation Capacity2034 | Zonal Regions_Firm Generation Capacity2034 | System | Region | Build Zonal Region | Zonal Regions | Firm Generation Capacity | 1 | 2034-01-01 | 813.425 | MW
0 | 0 | System | Region | Build Zonal Region | Zonal Regions | Firm Generation Capacity | 1 | 2034-04-01 | 891.2 | MW
0 | 0 | System | Region | Build Zonal Region | Zonal Regions | Firm Generation Capacity | 1 | 2034-07-01 | 891.2 | MW
0 | 0 | System | Region | Build Zonal Region | Zonal Regions | Firm Generation Capacity | 1 | 2034-10-01 | 833.3 | MW
Build Zonal Region_Firm Generation Capacity2035 | Zonal Regions_Firm Generation Capacity2035 | System | Region | Build Zonal Region | Zonal Regions | Firm Generation Capacity | 1 | 2035-01-01 | 833.3 | MW
0 | 0 | System | Region | Build Zonal Region | Zonal Regions | Firm Generation Capacity | 1 | 2035-04-01 | 906.35 | MW
0 | 0 | System | Region | Build Zonal Region | Zonal Regions | Firm Generation Capacity | 1 | 2035-07-01 | 906.35 | MW
0 | 0 | System | Region | Build Zonal Region | Zonal Regions | Firm Generation Capacity | 1 | 2035-10-01 | 852.875 | MW
Build Zonal Region_Firm Generation Capacity2036 | Zonal Regions_Firm Generation Capacity2036 | System | Region | Build Zonal Region | Zonal Regions | Firm Generation Capacity | 1 | 2036-01-01 | 852.875 | MW
0 | 0 | System | Region | Build Zonal Region | Zonal Regions | Firm Generation Capacity | 1 | 2036-04-01 | 900.8 | MW
0 | 0 | System | Region | Build Zonal Region | Zonal Regions | Firm Generation Capacity | 1 | 2036-07-01 | 900.8 | MW
0 | 0 | System | Region | Build Zonal Region | Zonal Regions | Firm Generation Capacity | 1 | 2036-10-01 | 851.75 | MW
Build Zonal Region_Firm Generation Capacity2037 | Zonal Regions_Firm Generation Capacity2037 | System | Region | Build Zonal Region | Zonal Regions | Firm Generation Capacity | 1 | 2037-01-01 | 851.75 | MW
0 | 0 | System | Region | Build Zonal Region | Zonal Regions | Firm Generation Capacity | 1 | 2037-04-01 | 895.25 | MW
0 | 0 | System | Region | Build Zonal Region | Zonal Regions | Firm Generation Capacity | 1 | 2037-07-01 | 895.25 | MW
0 | 0 | System | Region | Build Zonal Region | Zonal Regions | Firm Generation Capacity | 1 | 2037-10-01 | 850.625 | MW
Build Zonal Region_Firm Generation Capacity2038 | Zonal Regions_Firm Generation Capacity2038 | System | Region | Build Zonal Region | Zonal Regions | Firm Generation Capacity | 1 | 2038-01-01 | 850.625 | MW
0 | 0 | System | Region | Build Zonal Region | Zonal Regions | Firm Generation Capacity | 1 | 2038-04-01 | 889.7 | MW
0 | 0 | System | Region | Build Zonal Region | Zonal Regions | Firm Generation Capacity | 1 | 2038-07-01 | 889.7 | MW
0 | 0 | System | Region | Build Zonal Region | Zonal Regions | Firm Generation Capacity | 1 | 2038-10-01 | 849.5 | MW
Build Zonal Region_Firm Generation Capacity2039 | Zonal Regions_Firm Generation Capacity2039 | System | Region | Build Zonal Region | Zonal Regions | Firm Generation Capacity | 1 | 2039-01-01 | 850.5 | MW
0 | 0 | System | Region | Build Zonal Region | Zonal Regions | Firm Generation Capacity | 1 | 2039-04-01 | 1210.15 | MW
0 | 0 | System | Region | Build Zonal Region | Zonal Regions | Firm Generation Capacity | 1 | 2039-07-01 | 1210.15 | MW
0 | 0 | System | Region | Build Zonal Region | Zonal Regions | Firm Generation Capacity | 1 | 2039-10-01 | 1174.375 | MW
Build Zonal Region_Firm Generation Capacity2040 | Zonal Regions_Firm Generation Capacity2040 | System | Region | Build Zonal Region | Zonal Regions | Firm Generation Capacity | 1 | 2040-01-01 | 1173.375 | MW
0 | 0 | System | Region | Build Zonal Region | Zonal Regions | Firm Generation Capacity | 1 | 2040-04-01 | 1203.6 | MW
0 | 0 | System | Region | Build Zonal Region | Zonal Regions | Firm Generation Capacity | 1 | 2040-07-01 | 1203.6 | MW
0 | 0 | System | Region | Build Zonal Region | Zonal Regions | Firm Generation Capacity | 1 | 2040-10-01 | 1172.25 | MW
Build Zonal Region_Firm Generation Capacity2041 | Zonal Regions_Firm Generation Capacity2041 | System | Region | Build Zonal Region | Zonal Regions | Firm Generation Capacity | 1 | 2041-01-01 | 1172.25 | MW
0 | 0 | System | Region | Build Zonal Region | Zonal Regions | Firm Generation Capacity | 1 | 2041-04-01 | 1198.05 | MW
0 | 0 | System | Region | Build Zonal Region | Zonal Regions | Firm Generation Capacity | 1 | 2041-07-01 | 1198.05 | MW
0 | 0 | System | Region | Build Zonal Region | Zonal Regions | Firm Generation Capacity | 1 | 2041-10-01 | 1171.125 | MW
Build Zonal Region_Firm Generation Capacity2042 | Zonal Regions_Firm Generation Capacity2042 | System | Region | Build Zonal Region | Zonal Regions | Firm Generation Capacity | 1 | 2042-01-01 | 1171.125 | MW
0 | 0 | System | Region | Build Zonal Region | Zonal Regions | Firm Generation Capacity | 1 | 2042-04-01 | 1212 | MW
0 | 0 | System | Region | Build Zonal Region | Zonal Regions | Firm Generation Capacity | 1 | 2042-07-01 | 1212 | MW
0 | 0 | System | Region | Build Zonal Region | Zonal Regions | Firm Generation Capacity | 1 | 2042-10-01 | 1189.5 | MW
Build Zonal Region_Firm Generation Capacity2043 | Zonal Regions_Firm Generation Capacity2043 | System | Region | Build Zonal Region | Zonal Regions | Firm Generation Capacity | 1 | 2043-01-01 | 1189.5 | MW
0 | 0 | System | Region | Build Zonal Region | Zonal Regions | Firm Generation Capacity | 1 | 2043-04-01 | 1206.3 | MW
0 | 0 | System | Region | Build Zonal Region | Zonal Regions | Firm Generation Capacity | 1 | 2043-07-01 | 1206.3 | MW
0 | 0 | System | Region | Build Zonal Region | Zonal Regions | Firm Generation Capacity | 1 | 2043-10-01 | 1188.225 | MW
Build Zonal Region_Planning Peak Load2024 | Zonal Regions_Planning Peak Load2024 | System | Region | Build Zonal Region | Zonal Regions | Planning Peak Load | 1 | 2024-01-01 | 0 | MW
0 | 0 | System | Region | Build Zonal Region | Zonal Regions | Planning Peak Load | 1 | 2024-04-01 | 0 | MW
0 | 0 | System | Region | Build Zonal Region | Zonal Regions | Planning Peak Load | 1 | 2024-07-01 | 0 | MW
0 | 0 | System | Region | Build Zonal Region | Zonal Regions | Planning Peak Load | 1 | 2024-10-01 | 0 | MW
Build Zonal Region_Planning Peak Load2025 | Zonal Regions_Planning Peak Load2025 | System | Region | Build Zonal Region | Zonal Regions | Planning Peak Load | 1 | 2025-01-01 | 0 | MW
0 | 0 | System | Region | Build Zonal Region | Zonal Regions | Planning Peak Load | 1 | 2025-04-01 | 0 | MW
0 | 0 | System | Region | Build Zonal Region | Zonal Regions | Planning Peak Load | 1 | 2025-07-01 | 0 | MW
0 | 0 | System | Region | Build Zonal Region | Zonal Regions | Planning Peak Load | 1 | 2025-10-01 | 0 | MW
Build Zonal Region_Planning Peak Load2026 | Zonal Regions_Planning Peak Load2026 | System | Region | Build Zonal Region | Zonal Regions | Planning Peak Load | 1 | 2026-01-01 | 0 | MW
0 | 0 | System | Region | Build Zonal Region | Zonal Regions | Planning Peak Load | 1 | 2026-04-01 | 0 | MW
0 | 0 | System | Region | Build Zonal Region | Zonal Regions | Planning Peak Load | 1 | 2026-07-01 | 0 | MW
0 | 0 | System | Region | Build Zonal Region | Zonal Regions | Planning Peak Load | 1 | 2026-10-01 | 0 | MW
Build Zonal Region_Planning Peak Load2027 | Zonal Regions_Planning Peak Load2027 | System | Region | Build Zonal Region | Zonal Regions | Planning Peak Load | 1 | 2027-01-01 | 0 | MW
0 | 0 | System | Region | Build Zonal Region | Zonal Regions | Planning Peak Load | 1 | 2027-04-01 | 0 | MW
0 | 0 | System | Region | Build Zonal Region | Zonal Regions | Planning Peak Load | 1 | 2027-07-01 | 0 | MW
0 | 0 | System | Region | Build Zonal Region | Zonal Regions | Planning Peak Load | 1 | 2027-10-01 | 0 | MW
Build Zonal Region_Planning Peak Load2028 | Zonal Regions_Planning Peak Load2028 | System | Region | Build Zonal Region | Zonal Regions | Planning Peak Load | 1 | 2028-01-01 | 0 | MW
0 | 0 | System | Region | Build Zonal Region | Zonal Regions | Planning Peak Load | 1 | 2028-04-01 | 0 | MW
0 | 0 | System | Region | Build Zonal Region | Zonal Regions | Planning Peak Load | 1 | 2028-07-01 | 0 | MW
0 | 0 | System | Region | Build Zonal Region | Zonal Regions | Planning Peak Load | 1 | 2028-10-01 | 0 | MW
Build Zonal Region_Planning Peak Load2029 | Zonal Regions_Planning Peak Load2029 | System | Region | Build Zonal Region | Zonal Regions | Planning Peak Load | 1 | 2029-01-01 | 0 | MW
0 | 0 | System | Region | Build Zonal Region | Zonal Regions | Planning Peak Load | 1 | 2029-04-01 | 0 | MW
0 | 0 | System | Region | Build Zonal Region | Zonal Regions | Planning Peak Load | 1 | 2029-07-01 | 0 | MW
0 | 0 | System | Region | Build Zonal Region | Zonal Regions | Planning Peak Load | 1 | 2029-10-01 | 0 | MW
Build Zonal Region_Planning Peak Load2030 | Zonal Regions_Planning Peak Load2030 | System | Region | Build Zonal Region | Zonal Regions | Planning Peak Load | 1 | 2030-01-01 | 0 | MW
0 | 0 | System | Region | Build Zonal Region | Zonal Regions | Planning Peak Load | 1 | 2030-04-01 | 0 | MW
0 | 0 | System | Region | Build Zonal Region | Zonal Regions | Planning Peak Load | 1 | 2030-07-01 | 0 | MW
0 | 0 | System | Region | Build Zonal Region | Zonal Regions | Planning Peak Load | 1 | 2030-10-01 | 0 | MW
Build Zonal Region_Planning Peak Load2031 | Zonal Regions_Planning Peak Load2031 | System | Region | Build Zonal Region | Zonal Regions | Planning Peak Load | 1 | 2031-01-01 | 0 | MW
0 | 0 | System | Region | Build Zonal Region | Zonal Regions | Planning Peak Load | 1 | 2031-04-01 | 0 | MW
0 | 0 | System | Region | Build Zonal Region | Zonal Regions | Planning Peak Load | 1 | 2031-07-01 | 0 | MW
0 | 0 | System | Region | Build Zonal Region | Zonal Regions | Planning Peak Load | 1 | 2031-10-01 | 0 | MW
Build Zonal Region_Planning Peak Load2032 | Zonal Regions_Planning Peak Load2032 | System | Region | Build Zonal Region | Zonal Regions | Planning Peak Load | 1 | 2032-01-01 | 0 | MW
0 | 0 | System | Region | Build Zonal Region | Zonal Regions | Planning Peak Load | 1 | 2032-04-01 | 0 | MW
0 | 0 | System | Region | Build Zonal Region | Zonal Regions | Planning Peak Load | 1 | 2032-07-01 | 0 | MW
0 | 0 | System | Region | Build Zonal Region | Zonal Regions | Planning Peak Load | 1 | 2032-10-01 | 0 | MW
Build Zonal Region_Planning Peak Load2033 | Zonal Regions_Planning Peak Load2033 | System | Region | Build Zonal Region | Zonal Regions | Planning Peak Load | 1 | 2033-01-01 | 0 | MW
0 | 0 | System | Region | Build Zonal Region | Zonal Regions | Planning Peak Load | 1 | 2033-04-01 | 0 | MW
0 | 0 | System | Region | Build Zonal Region | Zonal Regions | Planning Peak Load | 1 | 2033-07-01 | 0 | MW
0 | 0 | System | Region | Build Zonal Region | Zonal Regions | Planning Peak Load | 1 | 2033-10-01 | 0 | MW
Build Zonal Region_Planning Peak Load2034 | Zonal Regions_Planning Peak Load2034 | System | Region | Build Zonal Region | Zonal Regions | Planning Peak Load | 1 | 2034-01-01 | 0 | MW
0 | 0 | System | Region | Build Zonal Region | Zonal Regions | Planning Peak Load | 1 | 2034-04-01 | 0 | MW
0 | 0 | System | Region | Build Zonal Region | Zonal Regions | Planning Peak Load | 1 | 2034-07-01 | 0 | MW
0 | 0 | System | Region | Build Zonal Region | Zonal Regions | Planning Peak Load | 1 | 2034-10-01 | 0 | MW
Build Zonal Region_Planning Peak Load2035 | Zonal Regions_Planning Peak Load2035 | System | Region | Build Zonal Region | Zonal Regions | Planning Peak Load | 1 | 2035-01-01 | 0 | MW
0 | 0 | System | Region | Build Zonal Region | Zonal Regions | Planning Peak Load | 1 | 2035-04-01 | 0 | MW
0 | 0 | System | Region | Build Zonal Region | Zonal Regions | Planning Peak Load | 1 | 2035-07-01 | 0 | MW
0 | 0 | System | Region | Build Zonal Region | Zonal Regions | Planning Peak Load | 1 | 2035-10-01 | 0 | MW
Build Zonal Region_Planning Peak Load2036 | Zonal Regions_Planning Peak Load2036 | System | Region | Build Zonal Region | Zonal Regions | Planning Peak Load | 1 | 2036-01-01 | 0 | MW
0 | 0 | System | Region | Build Zonal Region | Zonal Regions | Planning Peak Load | 1 | 2036-04-01 | 0 | MW
0 | 0 | System | Region | Build Zonal Region | Zonal Regions | Planning Peak Load | 1 | 2036-07-01 | 0 | MW
0 | 0 | System | Region | Build Zonal Region | Zonal Regions | Planning Peak Load | 1 | 2036-10-01 | 0 | MW
Build Zonal Region_Planning Peak Load2037 | Zonal Regions_Planning Peak Load2037 | System | Region | Build Zonal Region | Zonal Regions | Planning Peak Load | 1 | 2037-01-01 | 0 | MW
0 | 0 | System | Region | Build Zonal Region | Zonal Regions | Planning Peak Load | 1 | 2037-04-01 | 0 | MW
0 | 0 | System | Region | Build Zonal Region | Zonal Regions | Planning Peak Load | 1 | 2037-07-01 | 0 | MW
0 | 0 | System | Region | Build Zonal Region | Zonal Regions | Planning Peak Load | 1 | 2037-10-01 | 0 | MW
Build Zonal Region_Planning Peak Load2038 | Zonal Regions_Planning Peak Load2038 | System | Region | Build Zonal Region | Zonal Regions | Planning Peak Load | 1 | 2038-01-01 | 0 | MW
0 | 0 | System | Region | Build Zonal Region | Zonal Regions | Planning Peak Load | 1 | 2038-04-01 | 0 | MW
0 | 0 | System | Region | Build Zonal Region | Zonal Regions | Planning Peak Load | 1 | 2038-07-01 | 0 | MW
0 | 0 | System | Region | Build Zonal Region | Zonal Regions | Planning Peak Load | 1 | 2038-10-01 | 0 | MW
Build Zonal Region_Planning Peak Load2039 | Zonal Regions_Planning Peak Load2039 | System | Region | Build Zonal Region | Zonal Regions | Planning Peak Load | 1 | 2039-01-01 | 0 | MW
0 | 0 | System | Region | Build Zonal Region | Zonal Regions | Planning Peak Load | 1 | 2039-04-01 | 0 | MW
0 | 0 | System | Region | Build Zonal Region | Zonal Regions | Planning Peak Load | 1 | 2039-07-01 | 0 | MW
0 | 0 | System | Region | Build Zonal Region | Zonal Regions | Planning Peak Load | 1 | 2039-10-01 | 0 | MW
Build Zonal Region_Planning Peak Load2040 | Zonal Regions_Planning Peak Load2040 | System | Region | Build Zonal Region | Zonal Regions | Planning Peak Load | 1 | 2040-01-01 | 0 | MW
0 | 0 | System | Region | Build Zonal Region | Zonal Regions | Planning Peak Load | 1 | 2040-04-01 | 0 | MW
0 | 0 | System | Region | Build Zonal Region | Zonal Regions | Planning Peak Load | 1 | 2040-07-01 | 0 | MW
0 | 0 | System | Region | Build Zonal Region | Zonal Regions | Planning Peak Load | 1 | 2040-10-01 | 0 | MW
Build Zonal Region_Planning Peak Load2041 | Zonal Regions_Planning Peak Load2041 | System | Region | Build Zonal Region | Zonal Regions | Planning Peak Load | 1 | 2041-01-01 | 0 | MW
0 | 0 | System | Region | Build Zonal Region | Zonal Regions | Planning Peak Load | 1 | 2041-04-01 | 0 | MW
0 | 0 | System | Region | Build Zonal Region | Zonal Regions | Planning Peak Load | 1 | 2041-07-01 | 0 | MW
0 | 0 | System | Region | Build Zonal Region | Zonal Regions | Planning Peak Load | 1 | 2041-10-01 | 0 | MW
Build Zonal Region_Planning Peak Load2042 | Zonal Regions_Planning Peak Load2042 | System | Region | Build Zonal Region | Zonal Regions | Planning Peak Load | 1 | 2042-01-01 | 0 | MW
0 | 0 | System | Region | Build Zonal Region | Zonal Regions | Planning Peak Load | 1 | 2042-04-01 | 0 | MW
0 | 0 | System | Region | Build Zonal Region | Zonal Regions | Planning Peak Load | 1 | 2042-07-01 | 0 | MW
0 | 0 | System | Region | Build Zonal Region | Zonal Regions | Planning Peak Load | 1 | 2042-10-01 | 0 | MW
Build Zonal Region_Planning Peak Load2043 | Zonal Regions_Planning Peak Load2043 | System | Region | Build Zonal Region | Zonal Regions | Planning Peak Load | 1 | 2043-01-01 | 0 | MW
0 | 0 | System | Region | Build Zonal Region | Zonal Regions | Planning Peak Load | 1 | 2043-04-01 | 0 | MW
0 | 0 | System | Region | Build Zonal Region | Zonal Regions | Planning Peak Load | 1 | 2043-07-01 | 0 | MW
0 | 0 | System | Region | Build Zonal Region | Zonal Regions | Planning Peak Load | 1 | 2043-10-01 | 0 | MW
MO West Zonal Region_Firm Generation Capacity2024 | Zonal Regions_Firm Generation Capacity2024 | System | Region | MO West Zonal Region | Zonal Regions | Firm Generation Capacity | 1 | 2024-01-01 | 2247.802 | MW
0 | 0 | System | Region | MO West Zonal Region | Zonal Regions | Firm Generation Capacity | 1 | 2024-04-01 | 2338.2283 | MW
0 | 0 | System | Region | MO West Zonal Region | Zonal Regions | Firm Generation Capacity | 1 | 2024-07-01 | 2338.2283 | MW
0 | 0 | System | Region | MO West Zonal Region | Zonal Regions | Firm Generation Capacity | 1 | 2024-10-01 | 2337.6587 | MW
MO West Zonal Region_Firm Generation Capacity2025 | Zonal Regions_Firm Generation Capacity2025 | System | Region | MO West Zonal Region | Zonal Regions | Firm Generation Capacity | 1 | 2025-01-01 | 2149.4287 | MW
0 | 0 | System | Region | MO West Zonal Region | Zonal Regions | Firm Generation Capacity | 1 | 2025-04-01 | 2320.9211 | MW
0 | 0 | System | Region | MO West Zonal Region | Zonal Regions | Firm Generation Capacity | 1 | 2025-07-01 | 2320.9211 | MW
0 | 0 | System | Region | MO West Zonal Region | Zonal Regions | Firm Generation Capacity | 1 | 2025-10-01 | 2297.1243 | MW
MO West Zonal Region_Firm Generation Capacity2026 | Zonal Regions_Firm Generation Capacity2026 | System | Region | MO West Zonal Region | Zonal Regions | Firm Generation Capacity | 1 | 2026-01-01 | 2228.6943 | MW
0 | 0 | System | Region | MO West Zonal Region | Zonal Regions | Firm Generation Capacity | 1 | 2026-04-01 | 2342.2166 | MW
0 | 0 | System | Region | MO West Zonal Region | Zonal Regions | Firm Generation Capacity | 1 | 2026-07-01 | 2342.2166 | MW
0 | 0 | System | Region | MO West Zonal Region | Zonal Regions | Firm Generation Capacity | 1 | 2026-10-01 | 2288.4773 | MW
MO West Zonal Region_Firm Generation Capacity2027 | Zonal Regions_Firm Generation Capacity2027 | System | Region | MO West Zonal Region | Zonal Regions | Firm Generation Capacity | 1 | 2027-01-01 | 2252.425 | MW
0 | 0 | System | Region | MO West Zonal Region | Zonal Regions | Firm Generation Capacity | 1 | 2027-04-01 | 2337.0193 | MW
0 | 0 | System | Region | MO West Zonal Region | Zonal Regions | Firm Generation Capacity | 1 | 2027-07-01 | 2337.0193 | MW
0 | 0 | System | Region | MO West Zonal Region | Zonal Regions | Firm Generation Capacity | 1 | 2027-10-01 | 2280.5596 | MW
MO West Zonal Region_Firm Generation Capacity2028 | Zonal Regions_Firm Generation Capacity2028 | System | Region | MO West Zonal Region | Zonal Regions | Firm Generation Capacity | 1 | 2028-01-01 | 2279.3323 | MW
0 | 0 | System | Region | MO West Zonal Region | Zonal Regions | Firm Generation Capacity | 1 | 2028-04-01 | 2354.6489 | MW
0 | 0 | System | Region | MO West Zonal Region | Zonal Regions | Firm Generation Capacity | 1 | 2028-07-01 | 2354.6489 | MW
0 | 0 | System | Region | MO West Zonal Region | Zonal Regions | Firm Generation Capacity | 1 | 2028-10-01 | 2294.5186 | MW
MO West Zonal Region_Firm Generation Capacity2029 | Zonal Regions_Firm Generation Capacity2029 | System | Region | MO West Zonal Region | Zonal Regions | Firm Generation Capacity | 1 | 2029-01-01 | 2088.073 | MW
0 | 0 | System | Region | MO West Zonal Region | Zonal Regions | Firm Generation Capacity | 1 | 2029-04-01 | 1993.7529 | MW
0 | 0 | System | Region | MO West Zonal Region | Zonal Regions | Firm Generation Capacity | 1 | 2029-07-01 | 1993.7529 | MW
0 | 0 | System | Region | MO West Zonal Region | Zonal Regions | Firm Generation Capacity | 1 | 2029-10-01 | 1974.1422 | MW
MO West Zonal Region_Firm Generation Capacity2030 | Zonal Regions_Firm Generation Capacity2030 | System | Region | MO West Zonal Region | Zonal Regions | Firm Generation Capacity | 1 | 2030-01-01 | 1966.9688 | MW
0 | 0 | System | Region | MO West Zonal Region | Zonal Regions | Firm Generation Capacity | 1 | 2030-04-01 | 2008.001 | MW
0 | 0 | System | Region | MO West Zonal Region | Zonal Regions | Firm Generation Capacity | 1 | 2030-07-01 | 2008.001 | MW
0 | 0 | System | Region | MO West Zonal Region | Zonal Regions | Firm Generation Capacity | 1 | 2030-10-01 | 1994.6721 | MW
MO West Zonal Region_Firm Generation Capacity2031 | Zonal Regions_Firm Generation Capacity2031 | System | Region | MO West Zonal Region | Zonal Regions | Firm Generation Capacity | 1 | 2031-01-01 | 1761.3823 | MW
0 | 0 | System | Region | MO West Zonal Region | Zonal Regions | Firm Generation Capacity | 1 | 2031-04-01 | 1831.0299 | MW
0 | 0 | System | Region | MO West Zonal Region | Zonal Regions | Firm Generation Capacity | 1 | 2031-07-01 | 1831.0299 | MW
0 | 0 | System | Region | MO West Zonal Region | Zonal Regions | Firm Generation Capacity | 1 | 2031-10-01 | 1818.0337 | MW
MO West Zonal Region_Firm Generation Capacity2032 | Zonal Regions_Firm Generation Capacity2032 | System | Region | MO West Zonal Region | Zonal Regions | Firm Generation Capacity | 1 | 2032-01-01 | 1795.632 | MW
0 | 0 | System | Region | MO West Zonal Region | Zonal Regions | Firm Generation Capacity | 1 | 2032-04-01 | 1828.1844 | MW
0 | 0 | System | Region | MO West Zonal Region | Zonal Regions | Firm Generation Capacity | 1 | 2032-07-01 | 1828.1844 | MW
0 | 0 | System | Region | MO West Zonal Region | Zonal Regions | Firm Generation Capacity | 1 | 2032-10-01 | 1788.556 | MW
MO West Zonal Region_Firm Generation Capacity2033 | Zonal Regions_Firm Generation Capacity2033 | System | Region | MO West Zonal Region | Zonal Regions | Firm Generation Capacity | 1 | 2033-01-01 | 1777.7642 | MW
0 | 0 | System | Region | MO West Zonal Region | Zonal Regions | Firm Generation Capacity | 1 | 2033-04-01 | 1797.6661 | MW
0 | 0 | System | Region | MO West Zonal Region | Zonal Regions | Firm Generation Capacity | 1 | 2033-07-01 | 1797.6661 | MW
0 | 0 | System | Region | MO West Zonal Region | Zonal Regions | Firm Generation Capacity | 1 | 2033-10-01 | 1785.7928 | MW
MO West Zonal Region_Firm Generation Capacity2034 | Zonal Regions_Firm Generation Capacity2034 | System | Region | MO West Zonal Region | Zonal Regions | Firm Generation Capacity | 1 | 2034-01-01 | 1775.001 | MW
0 | 0 | System | Region | MO West Zonal Region | Zonal Regions | Firm Generation Capacity | 1 | 2034-04-01 | 1794.092 | MW
0 | 0 | System | Region | MO West Zonal Region | Zonal Regions | Firm Generation Capacity | 1 | 2034-07-01 | 1794.092 | MW
0 | 0 | System | Region | MO West Zonal Region | Zonal Regions | Firm Generation Capacity | 1 | 2034-10-01 | 1782.809 | MW
MO West Zonal Region_Firm Generation Capacity2035 | Zonal Regions_Firm Generation Capacity2035 | System | Region | MO West Zonal Region | Zonal Regions | Firm Generation Capacity | 1 | 2035-01-01 | 1772.0172 | MW
0 | 0 | System | Region | MO West Zonal Region | Zonal Regions | Firm Generation Capacity | 1 | 2035-04-01 | 1793.7286 | MW
0 | 0 | System | Region | MO West Zonal Region | Zonal Regions | Firm Generation Capacity | 1 | 2035-07-01 | 1793.7286 | MW
0 | 0 | System | Region | MO West Zonal Region | Zonal Regions | Firm Generation Capacity | 1 | 2035-10-01 | 1763.5258 | MW
MO West Zonal Region_Firm Generation Capacity2036 | Zonal Regions_Firm Generation Capacity2036 | System | Region | MO West Zonal Region | Zonal Regions | Firm Generation Capacity | 1 | 2036-01-01 | 1751.8611 | MW
0 | 0 | System | Region | MO West Zonal Region | Zonal Regions | Firm Generation Capacity | 1 | 2036-04-01 | 1773.3329 | MW
0 | 0 | System | Region | MO West Zonal Region | Zonal Regions | Firm Generation Capacity | 1 | 2036-07-01 | 1773.3329 | MW
0 | 0 | System | Region | MO West Zonal Region | Zonal Regions | Firm Generation Capacity | 1 | 2036-10-01 | 1753.9218 | MW
MO West Zonal Region_Firm Generation Capacity2037 | Zonal Regions_Firm Generation Capacity2037 | System | Region | MO West Zonal Region | Zonal Regions | Firm Generation Capacity | 1 | 2037-01-01 | 1733.1793 | MW
0 | 0 | System | Region | MO West Zonal Region | Zonal Regions | Firm Generation Capacity | 1 | 2037-04-01 | 1756.1163 | MW
0 | 0 | System | Region | MO West Zonal Region | Zonal Regions | Firm Generation Capacity | 1 | 2037-07-01 | 1756.1163 | MW
0 | 0 | System | Region | MO West Zonal Region | Zonal Regions | Firm Generation Capacity | 1 | 2037-10-01 | 1718.5626 | MW
MO West Zonal Region_Firm Generation Capacity2038 | Zonal Regions_Firm Generation Capacity2038 | System | Region | MO West Zonal Region | Zonal Regions | Firm Generation Capacity | 1 | 2038-01-01 | 1697.7308 | MW
0 | 0 | System | Region | MO West Zonal Region | Zonal Regions | Firm Generation Capacity | 1 | 2038-04-01 | 1726.3795 | MW
0 | 0 | System | Region | MO West Zonal Region | Zonal Regions | Firm Generation Capacity | 1 | 2038-07-01 | 1726.3795 | MW
0 | 0 | System | Region | MO West Zonal Region | Zonal Regions | Firm Generation Capacity | 1 | 2038-10-01 | 1716.4307 | MW
MO West Zonal Region_Firm Generation Capacity2039 | Zonal Regions_Firm Generation Capacity2039 | System | Region | MO West Zonal Region | Zonal Regions | Firm Generation Capacity | 1 | 2039-01-01 | 1695.5989 | MW
0 | 0 | System | Region | MO West Zonal Region | Zonal Regions | Firm Generation Capacity | 1 | 2039-04-01 | 1723.535 | MW
0 | 0 | System | Region | MO West Zonal Region | Zonal Regions | Firm Generation Capacity | 1 | 2039-07-01 | 1723.535 | MW
0 | 0 | System | Region | MO West Zonal Region | Zonal Regions | Firm Generation Capacity | 1 | 2039-10-01 | 1690.8202 | MW
MO West Zonal Region_Firm Generation Capacity2040 | Zonal Regions_Firm Generation Capacity2040 | System | Region | MO West Zonal Region | Zonal Regions | Firm Generation Capacity | 1 | 2040-01-01 | 1488.0024 | MW
0 | 0 | System | Region | MO West Zonal Region | Zonal Regions | Firm Generation Capacity | 1 | 2040-04-01 | 1507.1433 | MW
0 | 0 | System | Region | MO West Zonal Region | Zonal Regions | Firm Generation Capacity | 1 | 2040-07-01 | 1507.1433 | MW
0 | 0 | System | Region | MO West Zonal Region | Zonal Regions | Firm Generation Capacity | 1 | 2040-10-01 | 1499.682 | MW
MO West Zonal Region_Firm Generation Capacity2041 | Zonal Regions_Firm Generation Capacity2041 | System | Region | MO West Zonal Region | Zonal Regions | Firm Generation Capacity | 1 | 2041-01-01 | 1481.9303 | MW
0 | 0 | System | Region | MO West Zonal Region | Zonal Regions | Firm Generation Capacity | 1 | 2041-04-01 | 1499.7609 | MW
0 | 0 | System | Region | MO West Zonal Region | Zonal Regions | Firm Generation Capacity | 1 | 2041-07-01 | 1499.7609 | MW
0 | 0 | System | Region | MO West Zonal Region | Zonal Regions | Firm Generation Capacity | 1 | 2041-10-01 | 1493.9547 | MW
MO West Zonal Region_Firm Generation Capacity2042 | Zonal Regions_Firm Generation Capacity2042 | System | Region | MO West Zonal Region | Zonal Regions | Firm Generation Capacity | 1 | 2042-01-01 | 1476.203 | MW
0 | 0 | System | Region | MO West Zonal Region | Zonal Regions | Firm Generation Capacity | 1 | 2042-04-01 | 1492.3398 | MW
0 | 0 | System | Region | MO West Zonal Region | Zonal Regions | Firm Generation Capacity | 1 | 2042-07-01 | 1492.3398 | MW
0 | 0 | System | Region | MO West Zonal Region | Zonal Regions | Firm Generation Capacity | 1 | 2042-10-01 | 1488.0706 | MW
MO West Zonal Region_Firm Generation Capacity2043 | Zonal Regions_Firm Generation Capacity2043 | System | Region | MO West Zonal Region | Zonal Regions | Firm Generation Capacity | 1 | 2043-01-01 | 1470.3187 | MW
0 | 0 | System | Region | MO West Zonal Region | Zonal Regions | Firm Generation Capacity | 1 | 2043-04-01 | 1483.9098 | MW
0 | 0 | System | Region | MO West Zonal Region | Zonal Regions | Firm Generation Capacity | 1 | 2043-07-01 | 1483.9098 | MW
0 | 0 | System | Region | MO West Zonal Region | Zonal Regions | Firm Generation Capacity | 1 | 2043-10-01 | 1481.4431 | MW
MO West Zonal Region_Planning Peak Load2024 | Zonal Regions_Planning Peak Load2024 | System | Region | MO West Zonal Region | Zonal Regions | Planning Peak Load | 1 | 2024-01-01 | 1670 | MW
0 | 0 | System | Region | MO West Zonal Region | Zonal Regions | Planning Peak Load | 1 | 2024-04-01 | 1814 | MW
0 | 0 | System | Region | MO West Zonal Region | Zonal Regions | Planning Peak Load | 1 | 2024-07-01 | 1969 | MW
0 | 0 | System | Region | MO West Zonal Region | Zonal Regions | Planning Peak Load | 1 | 2024-10-01 | 1527 | MW
MO West Zonal Region_Planning Peak Load2025 | Zonal Regions_Planning Peak Load2025 | System | Region | MO West Zonal Region | Zonal Regions | Planning Peak Load | 1 | 2025-01-01 | 1693 | MW
0 | 0 | System | Region | MO West Zonal Region | Zonal Regions | Planning Peak Load | 1 | 2025-04-01 | 1855 | MW
0 | 0 | System | Region | MO West Zonal Region | Zonal Regions | Planning Peak Load | 1 | 2025-07-01 | 2001 | MW
0 | 0 | System | Region | MO West Zonal Region | Zonal Regions | Planning Peak Load | 1 | 2025-10-01 | 1575 | MW
MO West Zonal Region_Planning Peak Load2026 | Zonal Regions_Planning Peak Load2026 | System | Region | MO West Zonal Region | Zonal Regions | Planning Peak Load | 1 | 2026-01-01 | 1741 | MW
0 | 0 | System | Region | MO West Zonal Region | Zonal Regions | Planning Peak Load | 1 | 2026-04-01 | 1889 | MW
0 | 0 | System | Region | MO West Zonal Region | Zonal Regions | Planning Peak Load | 1 | 2026-07-01 | 2034 | MW
0 | 0 | System | Region | MO West Zonal Region | Zonal Regions | Planning Peak Load | 1 | 2026-10-01 | 1614 | MW
MO West Zonal Region_Planning Peak Load2027 | Zonal Regions_Planning Peak Load2027 | System | Region | MO West Zonal Region | Zonal Regions | Planning Peak Load | 1 | 2027-01-01 | 1780 | MW
0 | 0 | System | Region | MO West Zonal Region | Zonal Regions | Planning Peak Load | 1 | 2027-04-01 | 1915 | MW
0 | 0 | System | Region | MO West Zonal Region | Zonal Regions | Planning Peak Load | 1 | 2027-07-01 | 2054 | MW
0 | 0 | System | Region | MO West Zonal Region | Zonal Regions | Planning Peak Load | 1 | 2027-10-01 | 1628 | MW
MO West Zonal Region_Planning Peak Load2028 | Zonal Regions_Planning Peak Load2028 | System | Region | MO West Zonal Region | Zonal Regions | Planning Peak Load | 1 | 2028-01-01 | 1794 | MW
0 | 0 | System | Region | MO West Zonal Region | Zonal Regions | Planning Peak Load | 1 | 2028-04-01 | 1926 | MW
0 | 0 | System | Region | MO West Zonal Region | Zonal Regions | Planning Peak Load | 1 | 2028-07-01 | 2064 | MW
0 | 0 | System | Region | MO West Zonal Region | Zonal Regions | Planning Peak Load | 1 | 2028-10-01 | 1642 | MW
MO West Zonal Region_Planning Peak Load2029 | Zonal Regions_Planning Peak Load2029 | System | Region | MO West Zonal Region | Zonal Regions | Planning Peak Load | 1 | 2029-01-01 | 1800 | MW
0 | 0 | System | Region | MO West Zonal Region | Zonal Regions | Planning Peak Load | 1 | 2029-04-01 | 1934 | MW
0 | 0 | System | Region | MO West Zonal Region | Zonal Regions | Planning Peak Load | 1 | 2029-07-01 | 2070 | MW
0 | 0 | System | Region | MO West Zonal Region | Zonal Regions | Planning Peak Load | 1 | 2029-10-01 | 1651 | MW
MO West Zonal Region_Planning Peak Load2030 | Zonal Regions_Planning Peak Load2030 | System | Region | MO West Zonal Region | Zonal Regions | Planning Peak Load | 1 | 2030-01-01 | 1805 | MW
0 | 0 | System | Region | MO West Zonal Region | Zonal Regions | Planning Peak Load | 1 | 2030-04-01 | 1940 | MW
0 | 0 | System | Region | MO West Zonal Region | Zonal Regions | Planning Peak Load | 1 | 2030-07-01 | 2075 | MW
0 | 0 | System | Region | MO West Zonal Region | Zonal Regions | Planning Peak Load | 1 | 2030-10-01 | 1660 | MW
MO West Zonal Region_Planning Peak Load2031 | Zonal Regions_Planning Peak Load2031 | System | Region | MO West Zonal Region | Zonal Regions | Planning Peak Load | 1 | 2031-01-01 | 1812 | MW
0 | 0 | System | Region | MO West Zonal Region | Zonal Regions | Planning Peak Load | 1 | 2031-04-01 | 1945 | MW
0 | 0 | System | Region | MO West Zonal Region | Zonal Regions | Planning Peak Load | 1 | 2031-07-01 | 2080 | MW
0 | 0 | System | Region | MO West Zonal Region | Zonal Regions | Planning Peak Load | 1 | 2031-10-01 | 1666 | MW
MO West Zonal Region_Planning Peak Load2032 | Zonal Regions_Planning Peak Load2032 | System | Region | MO West Zonal Region | Zonal Regions | Planning Peak Load | 1 | 2032-01-01 | 1818 | MW
0 | 0 | System | Region | MO West Zonal Region | Zonal Regions | Planning Peak Load | 1 | 2032-04-01 | 1953 | MW
0 | 0 | System | Region | MO West Zonal Region | Zonal Regions | Planning Peak Load | 1 | 2032-07-01 | 2086 | MW
0 | 0 | System | Region | MO West Zonal Region | Zonal Regions | Planning Peak Load | 1 | 2032-10-01 | 1676 | MW
MO West Zonal Region_Planning Peak Load2033 | Zonal Regions_Planning Peak Load2033 | System | Region | MO West Zonal Region | Zonal Regions | Planning Peak Load | 1 | 2033-01-01 | 1821 | MW
0 | 0 | System | Region | MO West Zonal Region | Zonal Regions | Planning Peak Load | 1 | 2033-04-01 | 1957 | MW
0 | 0 | System | Region | MO West Zonal Region | Zonal Regions | Planning Peak Load | 1 | 2033-07-01 | 2091 | MW
0 | 0 | System | Region | MO West Zonal Region | Zonal Regions | Planning Peak Load | 1 | 2033-10-01 | 1683 | MW
MO West Zonal Region_Planning Peak Load2034 | Zonal Regions_Planning Peak Load2034 | System | Region | MO West Zonal Region | Zonal Regions | Planning Peak Load | 1 | 2034-01-01 | 1827 | MW
0 | 0 | System | Region | MO West Zonal Region | Zonal Regions | Planning Peak Load | 1 | 2034-04-01 | 1967 | MW
0 | 0 | System | Region | MO West Zonal Region | Zonal Regions | Planning Peak Load | 1 | 2034-07-01 | 2099 | MW
0 | 0 | System | Region | MO West Zonal Region | Zonal Regions | Planning Peak Load | 1 | 2034-10-01 | 1692 | MW
MO West Zonal Region_Planning Peak Load2035 | Zonal Regions_Planning Peak Load2035 | System | Region | MO West Zonal Region | Zonal Regions | Planning Peak Load | 1 | 2035-01-01 | 1833 | MW
0 | 0 | System | Region | MO West Zonal Region | Zonal Regions | Planning Peak Load | 1 | 2035-04-01 | 1976 | MW
0 | 0 | System | Region | MO West Zonal Region | Zonal Regions | Planning Peak Load | 1 | 2035-07-01 | 2107 | MW
0 | 0 | System | Region | MO West Zonal Region | Zonal Regions | Planning Peak Load | 1 | 2035-10-01 | 1701 | MW
MO West Zonal Region_Planning Peak Load2036 | Zonal Regions_Planning Peak Load2036 | System | Region | MO West Zonal Region | Zonal Regions | Planning Peak Load | 1 | 2036-01-01 | 1840 | MW
0 | 0 | System | Region | MO West Zonal Region | Zonal Regions | Planning Peak Load | 1 | 2036-04-01 | 1988 | MW
0 | 0 | System | Region | MO West Zonal Region | Zonal Regions | Planning Peak Load | 1 | 2036-07-01 | 2118 | MW
0 | 0 | System | Region | MO West Zonal Region | Zonal Regions | Planning Peak Load | 1 | 2036-10-01 | 1714 | MW
MO West Zonal Region_Planning Peak Load2037 | Zonal Regions_Planning Peak Load2037 | System | Region | MO West Zonal Region | Zonal Regions | Planning Peak Load | 1 | 2037-01-01 | 1843 | MW
0 | 0 | System | Region | MO West Zonal Region | Zonal Regions | Planning Peak Load | 1 | 2037-04-01 | 1994 | MW
0 | 0 | System | Region | MO West Zonal Region | Zonal Regions | Planning Peak Load | 1 | 2037-07-01 | 2122 | MW
0 | 0 | System | Region | MO West Zonal Region | Zonal Regions | Planning Peak Load | 1 | 2037-10-01 | 1720 | MW
MO West Zonal Region_Planning Peak Load2038 | Zonal Regions_Planning Peak Load2038 | System | Region | MO West Zonal Region | Zonal Regions | Planning Peak Load | 1 | 2038-01-01 | 1845 | MW
0 | 0 | System | Region | MO West Zonal Region | Zonal Regions | Planning Peak Load | 1 | 2038-04-01 | 2000 | MW
0 | 0 | System | Region | MO West Zonal Region | Zonal Regions | Planning Peak Load | 1 | 2038-07-01 | 2128 | MW
0 | 0 | System | Region | MO West Zonal Region | Zonal Regions | Planning Peak Load | 1 | 2038-10-01 | 1727 | MW
MO West Zonal Region_Planning Peak Load2039 | Zonal Regions_Planning Peak Load2039 | System | Region | MO West Zonal Region | Zonal Regions | Planning Peak Load | 1 | 2039-01-01 | 1845 | MW
0 | 0 | System | Region | MO West Zonal Region | Zonal Regions | Planning Peak Load | 1 | 2039-04-01 | 2005 | MW
0 | 0 | System | Region | MO West Zonal Region | Zonal Regions | Planning Peak Load | 1 | 2039-07-01 | 2132 | MW
0 | 0 | System | Region | MO West Zonal Region | Zonal Regions | Planning Peak Load | 1 | 2039-10-01 | 1734 | MW
MO West Zonal Region_Planning Peak Load2040 | Zonal Regions_Planning Peak Load2040 | System | Region | MO West Zonal Region | Zonal Regions | Planning Peak Load | 1 | 2040-01-01 | 1850 | MW
0 | 0 | System | Region | MO West Zonal Region | Zonal Regions | Planning Peak Load | 1 | 2040-04-01 | 2015 | MW
0 | 0 | System | Region | MO West Zonal Region | Zonal Regions | Planning Peak Load | 1 | 2040-07-01 | 2140 | MW
0 | 0 | System | Region | MO West Zonal Region | Zonal Regions | Planning Peak Load | 1 | 2040-10-01 | 1743 | MW
MO West Zonal Region_Planning Peak Load2041 | Zonal Regions_Planning Peak Load2041 | System | Region | MO West Zonal Region | Zonal Regions | Planning Peak Load | 1 | 2041-01-01 | 1850 | MW
0 | 0 | System | Region | MO West Zonal Region | Zonal Regions | Planning Peak Load | 1 | 2041-04-01 | 2018 | MW
0 | 0 | System | Region | MO West Zonal Region | Zonal Regions | Planning Peak Load | 1 | 2041-07-01 | 2143 | MW
0 | 0 | System | Region | MO West Zonal Region | Zonal Regions | Planning Peak Load | 1 | 2041-10-01 | 1747 | MW
MO West Zonal Region_Planning Peak Load2042 | Zonal Regions_Planning Peak Load2042 | System | Region | MO West Zonal Region | Zonal Regions | Planning Peak Load | 1 | 2042-01-01 | 1856 | MW
0 | 0 | System | Region | MO West Zonal Region | Zonal Regions | Planning Peak Load | 1 | 2042-04-01 | 2023 | MW
0 | 0 | System | Region | MO West Zonal Region | Zonal Regions | Planning Peak Load | 1 | 2042-07-01 | 2148 | MW
0 | 0 | System | Region | MO West Zonal Region | Zonal Regions | Planning Peak Load | 1 | 2042-10-01 | 1754 | MW
MO West Zonal Region_Planning Peak Load2043 | Zonal Regions_Planning Peak Load2043 | System | Region | MO West Zonal Region | Zonal Regions | Planning Peak Load | 1 | 2043-01-01 | 1862 | MW
0 | 0 | System | Region | MO West Zonal Region | Zonal Regions | Planning Peak Load | 1 | 2043-04-01 | 2032 | MW
0 | 0 | System | Region | MO West Zonal Region | Zonal Regions | Planning Peak Load | 1 | 2043-07-01 | 2156 | MW
0 | 0 | System | Region | MO West Zonal Region | Zonal Regions | Planning Peak Load | 1 | 2043-10-01 | 1761 | MW
SPP Zonal Region_Firm Generation Capacity2024 | Zonal Regions_Firm Generation Capacity2024 | System | Region | SPP Zonal Region | Zonal Regions | Firm Generation Capacity | 1 | 2024-01-01 | 0 | MW
0 | 0 | System | Region | SPP Zonal Region | Zonal Regions | Firm Generation Capacity | 1 | 2024-04-01 | 0 | MW
0 | 0 | System | Region | SPP Zonal Region | Zonal Regions | Firm Generation Capacity | 1 | 2024-07-01 | 0 | MW
0 | 0 | System | Region | SPP Zonal Region | Zonal Regions | Firm Generation Capacity | 1 | 2024-10-01 | 0 | MW
SPP Zonal Region_Firm Generation Capacity2025 | Zonal Regions_Firm Generation Capacity2025 | System | Region | SPP Zonal Region | Zonal Regions | Firm Generation Capacity | 1 | 2025-01-01 | 0 | MW
0 | 0 | System | Region | SPP Zonal Region | Zonal Regions | Firm Generation Capacity | 1 | 2025-04-01 | 0 | MW
0 | 0 | System | Region | SPP Zonal Region | Zonal Regions | Firm Generation Capacity | 1 | 2025-07-01 | 0 | MW
0 | 0 | System | Region | SPP Zonal Region | Zonal Regions | Firm Generation Capacity | 1 | 2025-10-01 | 0 | MW
SPP Zonal Region_Firm Generation Capacity2026 | Zonal Regions_Firm Generation Capacity2026 | System | Region | SPP Zonal Region | Zonal Regions | Firm Generation Capacity | 1 | 2026-01-01 | 0 | MW
0 | 0 | System | Region | SPP Zonal Region | Zonal Regions | Firm Generation Capacity | 1 | 2026-04-01 | 0 | MW
0 | 0 | System | Region | SPP Zonal Region | Zonal Regions | Firm Generation Capacity | 1 | 2026-07-01 | 0 | MW
0 | 0 | System | Region | SPP Zonal Region | Zonal Regions | Firm Generation Capacity | 1 | 2026-10-01 | 0 | MW
SPP Zonal Region_Firm Generation Capacity2027 | Zonal Regions_Firm Generation Capacity2027 | System | Region | SPP Zonal Region | Zonal Regions | Firm Generation Capacity | 1 | 2027-01-01 | 0 | MW
0 | 0 | System | Region | SPP Zonal Region | Zonal Regions | Firm Generation Capacity | 1 | 2027-04-01 | 0 | MW
0 | 0 | System | Region | SPP Zonal Region | Zonal Regions | Firm Generation Capacity | 1 | 2027-07-01 | 0 | MW
0 | 0 | System | Region | SPP Zonal Region | Zonal Regions | Firm Generation Capacity | 1 | 2027-10-01 | 0 | MW
SPP Zonal Region_Firm Generation Capacity2028 | Zonal Regions_Firm Generation Capacity2028 | System | Region | SPP Zonal Region | Zonal Regions | Firm Generation Capacity | 1 | 2028-01-01 | 0 | MW
0 | 0 | System | Region | SPP Zonal Region | Zonal Regions | Firm Generation Capacity | 1 | 2028-04-01 | 0 | MW
0 | 0 | System | Region | SPP Zonal Region | Zonal Regions | Firm Generation Capacity | 1 | 2028-07-01 | 0 | MW
0 | 0 | System | Region | SPP Zonal Region | Zonal Regions | Firm Generation Capacity | 1 | 2028-10-01 | 0 | MW
SPP Zonal Region_Firm Generation Capacity2029 | Zonal Regions_Firm Generation Capacity2029 | System | Region | SPP Zonal Region | Zonal Regions | Firm Generation Capacity | 1 | 2029-01-01 | 0 | MW
0 | 0 | System | Region | SPP Zonal Region | Zonal Regions | Firm Generation Capacity | 1 | 2029-04-01 | 0 | MW
0 | 0 | System | Region | SPP Zonal Region | Zonal Regions | Firm Generation Capacity | 1 | 2029-07-01 | 0 | MW
0 | 0 | System | Region | SPP Zonal Region | Zonal Regions | Firm Generation Capacity | 1 | 2029-10-01 | 0 | MW
SPP Zonal Region_Firm Generation Capacity2030 | Zonal Regions_Firm Generation Capacity2030 | System | Region | SPP Zonal Region | Zonal Regions | Firm Generation Capacity | 1 | 2030-01-01 | 0 | MW
0 | 0 | System | Region | SPP Zonal Region | Zonal Regions | Firm Generation Capacity | 1 | 2030-04-01 | 0 | MW
0 | 0 | System | Region | SPP Zonal Region | Zonal Regions | Firm Generation Capacity | 1 | 2030-07-01 | 0 | MW
0 | 0 | System | Region | SPP Zonal Region | Zonal Regions | Firm Generation Capacity | 1 | 2030-10-01 | 0 | MW
SPP Zonal Region_Firm Generation Capacity2031 | Zonal Regions_Firm Generation Capacity2031 | System | Region | SPP Zonal Region | Zonal Regions | Firm Generation Capacity | 1 | 2031-01-01 | 0 | MW
0 | 0 | System | Region | SPP Zonal Region | Zonal Regions | Firm Generation Capacity | 1 | 2031-04-01 | 0 | MW
0 | 0 | System | Region | SPP Zonal Region | Zonal Regions | Firm Generation Capacity | 1 | 2031-07-01 | 0 | MW
0 | 0 | System | Region | SPP Zonal Region | Zonal Regions | Firm Generation Capacity | 1 | 2031-10-01 | 0 | MW
SPP Zonal Region_Firm Generation Capacity2032 | Zonal Regions_Firm Generation Capacity2032 | System | Region | SPP Zonal Region | Zonal Regions | Firm Generation Capacity | 1 | 2032-01-01 | 0 | MW
0 | 0 | System | Region | SPP Zonal Region | Zonal Regions | Firm Generation Capacity | 1 | 2032-04-01 | 0 | MW
0 | 0 | System | Region | SPP Zonal Region | Zonal Regions | Firm Generation Capacity | 1 | 2032-07-01 | 0 | MW
0 | 0 | System | Region | SPP Zonal Region | Zonal Regions | Firm Generation Capacity | 1 | 2032-10-01 | 0 | MW
SPP Zonal Region_Firm Generation Capacity2033 | Zonal Regions_Firm Generation Capacity2033 | System | Region | SPP Zonal Region | Zonal Regions | Firm Generation Capacity | 1 | 2033-01-01 | 0 | MW
0 | 0 | System | Region | SPP Zonal Region | Zonal Regions | Firm Generation Capacity | 1 | 2033-04-01 | 0 | MW
0 | 0 | System | Region | SPP Zonal Region | Zonal Regions | Firm Generation Capacity | 1 | 2033-07-01 | 0 | MW
0 | 0 | System | Region | SPP Zonal Region | Zonal Regions | Firm Generation Capacity | 1 | 2033-10-01 | 0 | MW
SPP Zonal Region_Firm Generation Capacity2034 | Zonal Regions_Firm Generation Capacity2034 | System | Region | SPP Zonal Region | Zonal Regions | Firm Generation Capacity | 1 | 2034-01-01 | 0 | MW
0 | 0 | System | Region | SPP Zonal Region | Zonal Regions | Firm Generation Capacity | 1 | 2034-04-01 | 0 | MW
0 | 0 | System | Region | SPP Zonal Region | Zonal Regions | Firm Generation Capacity | 1 | 2034-07-01 | 0 | MW
0 | 0 | System | Region | SPP Zonal Region | Zonal Regions | Firm Generation Capacity | 1 | 2034-10-01 | 0 | MW
SPP Zonal Region_Firm Generation Capacity2035 | Zonal Regions_Firm Generation Capacity2035 | System | Region | SPP Zonal Region | Zonal Regions | Firm Generation Capacity | 1 | 2035-01-01 | 0 | MW
0 | 0 | System | Region | SPP Zonal Region | Zonal Regions | Firm Generation Capacity | 1 | 2035-04-01 | 0 | MW
0 | 0 | System | Region | SPP Zonal Region | Zonal Regions | Firm Generation Capacity | 1 | 2035-07-01 | 0 | MW
0 | 0 | System | Region | SPP Zonal Region | Zonal Regions | Firm Generation Capacity | 1 | 2035-10-01 | 0 | MW
SPP Zonal Region_Firm Generation Capacity2036 | Zonal Regions_Firm Generation Capacity2036 | System | Region | SPP Zonal Region | Zonal Regions | Firm Generation Capacity | 1 | 2036-01-01 | 0 | MW
0 | 0 | System | Region | SPP Zonal Region | Zonal Regions | Firm Generation Capacity | 1 | 2036-04-01 | 0 | MW
0 | 0 | System | Region | SPP Zonal Region | Zonal Regions | Firm Generation Capacity | 1 | 2036-07-01 | 0 | MW
0 | 0 | System | Region | SPP Zonal Region | Zonal Regions | Firm Generation Capacity | 1 | 2036-10-01 | 0 | MW
SPP Zonal Region_Firm Generation Capacity2037 | Zonal Regions_Firm Generation Capacity2037 | System | Region | SPP Zonal Region | Zonal Regions | Firm Generation Capacity | 1 | 2037-01-01 | 0 | MW
0 | 0 | System | Region | SPP Zonal Region | Zonal Regions | Firm Generation Capacity | 1 | 2037-04-01 | 0 | MW
0 | 0 | System | Region | SPP Zonal Region | Zonal Regions | Firm Generation Capacity | 1 | 2037-07-01 | 0 | MW
0 | 0 | System | Region | SPP Zonal Region | Zonal Regions | Firm Generation Capacity | 1 | 2037-10-01 | 0 | MW
SPP Zonal Region_Firm Generation Capacity2038 | Zonal Regions_Firm Generation Capacity2038 | System | Region | SPP Zonal Region | Zonal Regions | Firm Generation Capacity | 1 | 2038-01-01 | 0 | MW
0 | 0 | System | Region | SPP Zonal Region | Zonal Regions | Firm Generation Capacity | 1 | 2038-04-01 | 0 | MW
0 | 0 | System | Region | SPP Zonal Region | Zonal Regions | Firm Generation Capacity | 1 | 2038-07-01 | 0 | MW
0 | 0 | System | Region | SPP Zonal Region | Zonal Regions | Firm Generation Capacity | 1 | 2038-10-01 | 0 | MW
SPP Zonal Region_Firm Generation Capacity2039 | Zonal Regions_Firm Generation Capacity2039 | System | Region | SPP Zonal Region | Zonal Regions | Firm Generation Capacity | 1 | 2039-01-01 | 0 | MW
0 | 0 | System | Region | SPP Zonal Region | Zonal Regions | Firm Generation Capacity | 1 | 2039-04-01 | 0 | MW
0 | 0 | System | Region | SPP Zonal Region | Zonal Regions | Firm Generation Capacity | 1 | 2039-07-01 | 0 | MW
0 | 0 | System | Region | SPP Zonal Region | Zonal Regions | Firm Generation Capacity | 1 | 2039-10-01 | 0 | MW
SPP Zonal Region_Firm Generation Capacity2040 | Zonal Regions_Firm Generation Capacity2040 | System | Region | SPP Zonal Region | Zonal Regions | Firm Generation Capacity | 1 | 2040-01-01 | 0 | MW
0 | 0 | System | Region | SPP Zonal Region | Zonal Regions | Firm Generation Capacity | 1 | 2040-04-01 | 0 | MW
0 | 0 | System | Region | SPP Zonal Region | Zonal Regions | Firm Generation Capacity | 1 | 2040-07-01 | 0 | MW
0 | 0 | System | Region | SPP Zonal Region | Zonal Regions | Firm Generation Capacity | 1 | 2040-10-01 | 0 | MW
SPP Zonal Region_Firm Generation Capacity2041 | Zonal Regions_Firm Generation Capacity2041 | System | Region | SPP Zonal Region | Zonal Regions | Firm Generation Capacity | 1 | 2041-01-01 | 0 | MW
0 | 0 | System | Region | SPP Zonal Region | Zonal Regions | Firm Generation Capacity | 1 | 2041-04-01 | 0 | MW
0 | 0 | System | Region | SPP Zonal Region | Zonal Regions | Firm Generation Capacity | 1 | 2041-07-01 | 0 | MW
0 | 0 | System | Region | SPP Zonal Region | Zonal Regions | Firm Generation Capacity | 1 | 2041-10-01 | 0 | MW
SPP Zonal Region_Firm Generation Capacity2042 | Zonal Regions_Firm Generation Capacity2042 | System | Region | SPP Zonal Region | Zonal Regions | Firm Generation Capacity | 1 | 2042-01-01 | 0 | MW
0 | 0 | System | Region | SPP Zonal Region | Zonal Regions | Firm Generation Capacity | 1 | 2042-04-01 | 0 | MW
0 | 0 | System | Region | SPP Zonal Region | Zonal Regions | Firm Generation Capacity | 1 | 2042-07-01 | 0 | MW
0 | 0 | System | Region | SPP Zonal Region | Zonal Regions | Firm Generation Capacity | 1 | 2042-10-01 | 0 | MW
SPP Zonal Region_Firm Generation Capacity2043 | Zonal Regions_Firm Generation Capacity2043 | System | Region | SPP Zonal Region | Zonal Regions | Firm Generation Capacity | 1 | 2043-01-01 | 0 | MW
0 | 0 | System | Region | SPP Zonal Region | Zonal Regions | Firm Generation Capacity | 1 | 2043-04-01 | 0 | MW
0 | 0 | System | Region | SPP Zonal Region | Zonal Regions | Firm Generation Capacity | 1 | 2043-07-01 | 0 | MW
0 | 0 | System | Region | SPP Zonal Region | Zonal Regions | Firm Generation Capacity | 1 | 2043-10-01 | 0 | MW
SPP Zonal Region_Planning Peak Load2024 | Zonal Regions_Planning Peak Load2024 | System | Region | SPP Zonal Region | Zonal Regions | Planning Peak Load | 1 | 2024-01-01 | 0 | MW
0 | 0 | System | Region | SPP Zonal Region | Zonal Regions | Planning Peak Load | 1 | 2024-04-01 | 0 | MW
0 | 0 | System | Region | SPP Zonal Region | Zonal Regions | Planning Peak Load | 1 | 2024-07-01 | 0 | MW
0 | 0 | System | Region | SPP Zonal Region | Zonal Regions | Planning Peak Load | 1 | 2024-10-01 | 0 | MW
SPP Zonal Region_Planning Peak Load2025 | Zonal Regions_Planning Peak Load2025 | System | Region | SPP Zonal Region | Zonal Regions | Planning Peak Load | 1 | 2025-01-01 | 0 | MW
0 | 0 | System | Region | SPP Zonal Region | Zonal Regions | Planning Peak Load | 1 | 2025-04-01 | 0 | MW
0 | 0 | System | Region | SPP Zonal Region | Zonal Regions | Planning Peak Load | 1 | 2025-07-01 | 0 | MW
0 | 0 | System | Region | SPP Zonal Region | Zonal Regions | Planning Peak Load | 1 | 2025-10-01 | 0 | MW
SPP Zonal Region_Planning Peak Load2026 | Zonal Regions_Planning Peak Load2026 | System | Region | SPP Zonal Region | Zonal Regions | Planning Peak Load | 1 | 2026-01-01 | 0 | MW
0 | 0 | System | Region | SPP Zonal Region | Zonal Regions | Planning Peak Load | 1 | 2026-04-01 | 0 | MW
0 | 0 | System | Region | SPP Zonal Region | Zonal Regions | Planning Peak Load | 1 | 2026-07-01 | 0 | MW
0 | 0 | System | Region | SPP Zonal Region | Zonal Regions | Planning Peak Load | 1 | 2026-10-01 | 0 | MW
SPP Zonal Region_Planning Peak Load2027 | Zonal Regions_Planning Peak Load2027 | System | Region | SPP Zonal Region | Zonal Regions | Planning Peak Load | 1 | 2027-01-01 | 0 | MW
0 | 0 | System | Region | SPP Zonal Region | Zonal Regions | Planning Peak Load | 1 | 2027-04-01 | 0 | MW
0 | 0 | System | Region | SPP Zonal Region | Zonal Regions | Planning Peak Load | 1 | 2027-07-01 | 0 | MW
0 | 0 | System | Region | SPP Zonal Region | Zonal Regions | Planning Peak Load | 1 | 2027-10-01 | 0 | MW
SPP Zonal Region_Planning Peak Load2028 | Zonal Regions_Planning Peak Load2028 | System | Region | SPP Zonal Region | Zonal Regions | Planning Peak Load | 1 | 2028-01-01 | 0 | MW
0 | 0 | System | Region | SPP Zonal Region | Zonal Regions | Planning Peak Load | 1 | 2028-04-01 | 0 | MW
0 | 0 | System | Region | SPP Zonal Region | Zonal Regions | Planning Peak Load | 1 | 2028-07-01 | 0 | MW
0 | 0 | System | Region | SPP Zonal Region | Zonal Regions | Planning Peak Load | 1 | 2028-10-01 | 0 | MW
SPP Zonal Region_Planning Peak Load2029 | Zonal Regions_Planning Peak Load2029 | System | Region | SPP Zonal Region | Zonal Regions | Planning Peak Load | 1 | 2029-01-01 | 0 | MW
0 | 0 | System | Region | SPP Zonal Region | Zonal Regions | Planning Peak Load | 1 | 2029-04-01 | 0 | MW
0 | 0 | System | Region | SPP Zonal Region | Zonal Regions | Planning Peak Load | 1 | 2029-07-01 | 0 | MW
0 | 0 | System | Region | SPP Zonal Region | Zonal Regions | Planning Peak Load | 1 | 2029-10-01 | 0 | MW
SPP Zonal Region_Planning Peak Load2030 | Zonal Regions_Planning Peak Load2030 | System | Region | SPP Zonal Region | Zonal Regions | Planning Peak Load | 1 | 2030-01-01 | 0 | MW
0 | 0 | System | Region | SPP Zonal Region | Zonal Regions | Planning Peak Load | 1 | 2030-04-01 | 0 | MW
0 | 0 | System | Region | SPP Zonal Region | Zonal Regions | Planning Peak Load | 1 | 2030-07-01 | 0 | MW
0 | 0 | System | Region | SPP Zonal Region | Zonal Regions | Planning Peak Load | 1 | 2030-10-01 | 0 | MW
SPP Zonal Region_Planning Peak Load2031 | Zonal Regions_Planning Peak Load2031 | System | Region | SPP Zonal Region | Zonal Regions | Planning Peak Load | 1 | 2031-01-01 | 0 | MW
0 | 0 | System | Region | SPP Zonal Region | Zonal Regions | Planning Peak Load | 1 | 2031-04-01 | 0 | MW
0 | 0 | System | Region | SPP Zonal Region | Zonal Regions | Planning Peak Load | 1 | 2031-07-01 | 0 | MW
0 | 0 | System | Region | SPP Zonal Region | Zonal Regions | Planning Peak Load | 1 | 2031-10-01 | 0 | MW
SPP Zonal Region_Planning Peak Load2032 | Zonal Regions_Planning Peak Load2032 | System | Region | SPP Zonal Region | Zonal Regions | Planning Peak Load | 1 | 2032-01-01 | 0 | MW
0 | 0 | System | Region | SPP Zonal Region | Zonal Regions | Planning Peak Load | 1 | 2032-04-01 | 0 | MW
0 | 0 | System | Region | SPP Zonal Region | Zonal Regions | Planning Peak Load | 1 | 2032-07-01 | 0 | MW
0 | 0 | System | Region | SPP Zonal Region | Zonal Regions | Planning Peak Load | 1 | 2032-10-01 | 0 | MW
SPP Zonal Region_Planning Peak Load2033 | Zonal Regions_Planning Peak Load2033 | System | Region | SPP Zonal Region | Zonal Regions | Planning Peak Load | 1 | 2033-01-01 | 0 | MW
0 | 0 | System | Region | SPP Zonal Region | Zonal Regions | Planning Peak Load | 1 | 2033-04-01 | 0 | MW
0 | 0 | System | Region | SPP Zonal Region | Zonal Regions | Planning Peak Load | 1 | 2033-07-01 | 0 | MW
0 | 0 | System | Region | SPP Zonal Region | Zonal Regions | Planning Peak Load | 1 | 2033-10-01 | 0 | MW
SPP Zonal Region_Planning Peak Load2034 | Zonal Regions_Planning Peak Load2034 | System | Region | SPP Zonal Region | Zonal Regions | Planning Peak Load | 1 | 2034-01-01 | 0 | MW
0 | 0 | System | Region | SPP Zonal Region | Zonal Regions | Planning Peak Load | 1 | 2034-04-01 | 0 | MW
0 | 0 | System | Region | SPP Zonal Region | Zonal Regions | Planning Peak Load | 1 | 2034-07-01 | 0 | MW
0 | 0 | System | Region | SPP Zonal Region | Zonal Regions | Planning Peak Load | 1 | 2034-10-01 | 0 | MW
SPP Zonal Region_Planning Peak Load2035 | Zonal Regions_Planning Peak Load2035 | System | Region | SPP Zonal Region | Zonal Regions | Planning Peak Load | 1 | 2035-01-01 | 0 | MW
0 | 0 | System | Region | SPP Zonal Region | Zonal Regions | Planning Peak Load | 1 | 2035-04-01 | 0 | MW
0 | 0 | System | Region | SPP Zonal Region | Zonal Regions | Planning Peak Load | 1 | 2035-07-01 | 0 | MW
0 | 0 | System | Region | SPP Zonal Region | Zonal Regions | Planning Peak Load | 1 | 2035-10-01 | 0 | MW
SPP Zonal Region_Planning Peak Load2036 | Zonal Regions_Planning Peak Load2036 | System | Region | SPP Zonal Region | Zonal Regions | Planning Peak Load | 1 | 2036-01-01 | 0 | MW
0 | 0 | System | Region | SPP Zonal Region | Zonal Regions | Planning Peak Load | 1 | 2036-04-01 | 0 | MW
0 | 0 | System | Region | SPP Zonal Region | Zonal Regions | Planning Peak Load | 1 | 2036-07-01 | 0 | MW
0 | 0 | System | Region | SPP Zonal Region | Zonal Regions | Planning Peak Load | 1 | 2036-10-01 | 0 | MW
SPP Zonal Region_Planning Peak Load2037 | Zonal Regions_Planning Peak Load2037 | System | Region | SPP Zonal Region | Zonal Regions | Planning Peak Load | 1 | 2037-01-01 | 0 | MW
0 | 0 | System | Region | SPP Zonal Region | Zonal Regions | Planning Peak Load | 1 | 2037-04-01 | 0 | MW
0 | 0 | System | Region | SPP Zonal Region | Zonal Regions | Planning Peak Load | 1 | 2037-07-01 | 0 | MW
0 | 0 | System | Region | SPP Zonal Region | Zonal Regions | Planning Peak Load | 1 | 2037-10-01 | 0 | MW
SPP Zonal Region_Planning Peak Load2038 | Zonal Regions_Planning Peak Load2038 | System | Region | SPP Zonal Region | Zonal Regions | Planning Peak Load | 1 | 2038-01-01 | 0 | MW
0 | 0 | System | Region | SPP Zonal Region | Zonal Regions | Planning Peak Load | 1 | 2038-04-01 | 0 | MW
0 | 0 | System | Region | SPP Zonal Region | Zonal Regions | Planning Peak Load | 1 | 2038-07-01 | 0 | MW
0 | 0 | System | Region | SPP Zonal Region | Zonal Regions | Planning Peak Load | 1 | 2038-10-01 | 0 | MW
SPP Zonal Region_Planning Peak Load2039 | Zonal Regions_Planning Peak Load2039 | System | Region | SPP Zonal Region | Zonal Regions | Planning Peak Load | 1 | 2039-01-01 | 0 | MW
0 | 0 | System | Region | SPP Zonal Region | Zonal Regions | Planning Peak Load | 1 | 2039-04-01 | 0 | MW
0 | 0 | System | Region | SPP Zonal Region | Zonal Regions | Planning Peak Load | 1 | 2039-07-01 | 0 | MW
0 | 0 | System | Region | SPP Zonal Region | Zonal Regions | Planning Peak Load | 1 | 2039-10-01 | 0 | MW
SPP Zonal Region_Planning Peak Load2040 | Zonal Regions_Planning Peak Load2040 | System | Region | SPP Zonal Region | Zonal Regions | Planning Peak Load | 1 | 2040-01-01 | 0 | MW
0 | 0 | System | Region | SPP Zonal Region | Zonal Regions | Planning Peak Load | 1 | 2040-04-01 | 0 | MW
0 | 0 | System | Region | SPP Zonal Region | Zonal Regions | Planning Peak Load | 1 | 2040-07-01 | 0 | MW
0 | 0 | System | Region | SPP Zonal Region | Zonal Regions | Planning Peak Load | 1 | 2040-10-01 | 0 | MW
SPP Zonal Region_Planning Peak Load2041 | Zonal Regions_Planning Peak Load2041 | System | Region | SPP Zonal Region | Zonal Regions | Planning Peak Load | 1 | 2041-01-01 | 0 | MW
0 | 0 | System | Region | SPP Zonal Region | Zonal Regions | Planning Peak Load | 1 | 2041-04-01 | 0 | MW
0 | 0 | System | Region | SPP Zonal Region | Zonal Regions | Planning Peak Load | 1 | 2041-07-01 | 0 | MW
0 | 0 | System | Region | SPP Zonal Region | Zonal Regions | Planning Peak Load | 1 | 2041-10-01 | 0 | MW
SPP Zonal Region_Planning Peak Load2042 | Zonal Regions_Planning Peak Load2042 | System | Region | SPP Zonal Region | Zonal Regions | Planning Peak Load | 1 | 2042-01-01 | 0 | MW
0 | 0 | System | Region | SPP Zonal Region | Zonal Regions | Planning Peak Load | 1 | 2042-04-01 | 0 | MW
0 | 0 | System | Region | SPP Zonal Region | Zonal Regions | Planning Peak Load | 1 | 2042-07-01 | 0 | MW
0 | 0 | System | Region | SPP Zonal Region | Zonal Regions | Planning Peak Load | 1 | 2042-10-01 | 0 | MW
SPP Zonal Region_Planning Peak Load2043 | Zonal Regions_Planning Peak Load2043 | System | Region | SPP Zonal Region | Zonal Regions | Planning Peak Load | 1 | 2043-01-01 | 0 | MW
0 | 0 | System | Region | SPP Zonal Region | Zonal Regions | Planning Peak Load | 1 | 2043-04-01 | 0 | MW
0 | 0 | System | Region | SPP Zonal Region | Zonal Regions | Planning Peak Load | 1 | 2043-07-01 | 0 | MW
0 | 0 | System | Region | SPP Zonal Region | Zonal Regions | Planning Peak Load | 1 | 2043-10-01 | 0 | MW
_1900 | _1900
_1900 | _1900
_1900 | _1900
_1900 | _1900
_1900 | _1900
_1900 | _1900
_1900 | _1900
_1900 | _1900
_1900 | _1900
_1900 | _1900
_1900 | _1900
_1900 | _1900
_1900 | _1900
_1900 | _1900
_1900 | _1900
_1900 | _1900
_1900 | _1900
_1900 | _1900
_1900 | _1900
_1900 | _1900
_1900 | _1900
_1900 | _1900
_1900 | _1900
_1900 | _1900
_1900 | _1900
_1900 | _1900
_1900 | _1900
_1900 | _1900
_1900 | _1900
_1900 | _1900
_1900 | _1900
_1900 | _1900
_1900 | _1900
_1900 | _1900
_1900 | _1900
_1900 | _1900
_1900 | _1900
_1900 | _1900
_1900 | _1900
_1900 | _1900
_1900 | _1900
_1900 | _1900
_1900 | _1900
_1900 | _1900
_1900 | _1900
_1900 | _1900
_1900 | _1900
_1900 | _1900
_1900 | _1900
_1900 | _1900
_1900 | _1900
_1900 | _1900
_1900 | _1900
_1900 | _1900
_1900 | _1900
_1900 | _1900
_1900 | _1900
_1900 | _1900
_1900 | _1900
_1900 | _1900
_1900 | _1900
_1900 | _1900
_1900 | _1900
_1900 | _1900
_1900 | _1900
_1900 | _1900
_1900 | _1900
_1900 | _1900
_1900 | _1900
_1900 | _1900
_1900 | _1900
_1900 | _1900
_1900 | _1900
_1900 | _1900
_1900 | _1900
_1900 | _1900
_1900 | _1900
_1900 | _1900
_1900 | _1900
_1900 | _1900
_1900 | _1900
_1900 | _1900
_1900 | _1900
_1900 | _1900
_1900 | _1900
_1900 | _1900
_1900 | _1900
_1900 | _1900
_1900 | _1900
_1900 | _1900
_1900 | _1900
_1900 | _1900
_1900 | _1900
_1900 | _1900
_1900 | _1900
_1900 | _1900
_1900 | _1900
_1900 | _1900
_1900 | _1900
_1900 | _1900
_1900 | _1900
_1900 | _1900
_1900 | _1900
_1900 | _1900
_1900 | _1900
_1900 | _1900
_1900 | _1900
_1900 | _1900
_1900 | _1900
_1900 | _1900
_1900 | _1900
_1900 | _1900
_1900 | _1900
_1900 | _1900
_1900 | _1900
_1900 | _1900
_1900 | _1900
_1900 | _1900
_1900 | _1900
_1900 | _1900
_1900 | _1900
_1900 | _1900
_1900 | _1900
_1900 | _1900
_1900 | _1900
_1900 | _1900
_1900 | _1900
_1900 | _1900
_1900 | _1900
_1900 | _1900
_1900 | _1900
_1900 | _1900
_1900 | _1900
_1900 | _1900
_1900 | _1900
_1900 | _1900
_1900 | _1900
_1900 | _1900
_1900 | _1900
_1900 | _1900
_1900 | _1900
_1900 | _1900
_1900 | _1900
_1900 | _1900
_1900 | _1900
_1900 | _1900
_1900 | _1900
_1900 | _1900
_1900 | _1900
_1900 | _1900
_1900 | _1900
_1900 | _1900
_1900 | _1900
_1900 | _1900
_1900 | _1900
_1900 | _1900
_1900 | _1900
_1900 | _1900
_1900 | _1900
_1900 | _1900
_1900 | _1900
_1900 | _1900
_1900 | _1900
_1900 | _1900
_1900 | _1900
_1900 | _1900
_1900 | _1900
_1900 | _1900
_1900 | _1900
_1900 | _1900
_1900 | _1900
_1900 | _1900
_1900 | _1900
_1900 | _1900
_1900 | _1900
_1900 | _1900
_1900 | _1900
_1900 | _1900
_1900 | _1900
_1900 | _1900
_1900 | _1900
_1900 | _1900
_1900 | _1900
_1900 | _1900
_1900 | _1900
_1900 | _1900
_1900 | _1900
_1900 | _1900
_1900 | _1900
_1900 | _1900
_1900 | _1900
_1900 | _1900
_1900 | _1900
_1900 | _1900
_1900 | _1900
_1900 | _1900
_1900 | _1900
_1900 | _1900
_1900 | _1900
_1900 | _1900
_1900 | _1900
_1900 | _1900
_1900 | _1900
_1900 | _1900
_1900 | _1900
_1900 | _1900
_1900 | _1900
_1900 | _1900
_1900 | _1900
_1900 | _1900
_1900 | _1900
_1900 | _1900
_1900 | _1900
_1900 | _1900
_1900 | _1900
_1900 | _1900
_1900 | _1900
_1900 | _1900
_1900 | _1900
_1900 | _1900
_1900 | _1900
_1900 | _1900
_1900 | _1900
_1900 | _1900
_1900 | _1900
_1900 | _1900
_1900 | _1900
_1900 | _1900
_1900 | _1900
_1900 | _1900
_1900 | _1900
_1900 | _1900
_1900 | _1900
_1900 | _1900
_1900 | _1900
_1900 | _1900
_1900 | _1900
_1900 | _1900
_1900 | _1900
_1900 | _1900
_1900 | _1900
_1900 | _1900
_1900 | _1900
_1900 | _1900
_1900 | _1900
_1900 | _1900
_1900 | _1900
_1900 | _1900
_1900 | _1900
_1900 | _1900
_1900 | _1900
_1900 | _1900
_1900 | _1900
_1900 | _1900
_1900 | _1900
_1900 | _1900
_1900 | _1900
_1900 | _1900
_1900 | _1900
_1900 | _1900
_1900 | _1900
_1900 | _1900
_1900 | _1900
_1900 | _1900
_1900 | _1900
_1900 | _1900
_1900 | _1900
_1900 | _1900
_1900 | _1900
_1900 | _1900
_1900 | _1900
_1900 | _1900
_1900 | _1900
_1900 | _1900
_1900 | _1900
_1900 | _1900
_1900 | _1900
_1900 | _1900
_1900 | _1900
_1900 | _1900
_1900 | _1900
_1900 | _1900
_1900 | _1900
_1900 | _1900
_1900 | _1900
_1900 | _1900
_1900 | _1900
_1900 | _1900
_1900 | _1900
_1900 | _1900
_1900 | _1900
_1900 | _1900
_1900 | _1900
_1900 | _1900
_1900 | _1900
_1900 | _1900
_1900 | _1900
_1900 | _1900
_1900 | _1900
_1900 | _1900
_1900 | _1900
_1900 | _1900
_1900 | _1900
_1900 | _1900
_1900 | _1900
_1900 | _1900
_1900 | _1900
_1900 | _1900
_1900 | _1900
_1900 | _1900
_1900 | _1900
_1900 | _1900
_1900 | _1900
_1900 | _1900
_1900 | _1900
_1900 | _1900
_1900 | _1900
_1900 | _1900
_1900 | _1900
_1900 | _1900
_1900 | _1900
_1900 | _1900
_1900 | _1900
_1900 | _1900
_1900 | _1900
_1900 | _1900
_1900 | _1900
_1900 | _1900
_1900 | _1900
_1900 | _1900
_1900 | _1900
_1900 | _1900
_1900 | _1900
_1900 | _1900
_1900 | _1900
_1900 | _1900
_1900 | _1900
_1900 | _1900
_1900 | _1900
_1900 | _1900
_1900 | _1900
_1900 | _1900
_1900 | _1900
_1900 | _1900
_1900 | _1900
_1900 | _1900
_1900 | _1900
_1900 | _1900
_1900 | _1900
_1900 | _1900
_1900 | _1900
_1900 | _1900
_1900 | _1900
_1900 | _1900
_1900 | _1900
_1900 | _1900
_1900 | _1900
_1900 | _1900
_1900 | _1900
_1900 | _1900
_1900 | _1900
_1900 | _1900
_1900 | _1900
_1900 | _1900
_1900 | _1900
_1900 | _1900
_1900 | _1900
_1900 | _1900
_1900 | _1900
_1900 | _1900
_1900 | _1900
_1900 | _1900
_1900 | _1900
_1900 | _1900
_1900 | _1900
_1900 | _1900
_1900 | _1900
_1900 | _1900
_1900 | _1900
_1900 | _1900
_1900 | _1900
_1900 | _1900
_1900 | _1900
_1900 | _1900
_1900 | _1900
_1900 | _1900
_1900 | _1900
_1900 | _1900
_1900 | _1900
_1900 | _1900
_1900 | _1900
_1900 | _1900
_1900 | _1900
_1900 | _1900
_1900 | _1900
_1900 | _1900
_1900 | _1900
_1900 | _1900
_1900 | _1900
_1900 | _1900
_1900 | _1900
_1900 | _1900
_1900 | _1900
_1900 | _1900
_1900 | _1900
_1900 | _1900
_1900 | _1900
_1900 | _1900
_1900 | _1900
_1900 | _1900
_1900 | _1900
_1900 | _1900
_1900 | _1900
_1900 | _1900
_1900 | _1900
_1900 | _1900
_1900 | _1900
_1900 | _1900
_1900 | _1900
_1900 | _1900
_1900 | _1900
_1900 | _1900
_1900 | _1900
_1900 | _1900
_1900 | _1900
_1900 | _1900
_1900 | _1900
_1900 | _1900
_1900 | _1900
_1900 | _1900
_1900 | _1900
_1900 | _1900
_1900 | _1900
_1900 | _1900
_1900 | _1900
_1900 | _1900
_1900 | _1900
_1900 | _1900
_1900 | _1900
_1900 | _1900
_1900 | _1900
_1900 | _1900
_1900 | _1900
_1900 | _1900
_1900 | _1900
_1900 | _1900
_1900 | _1900
_1900 | _1900
_1900 | _1900
_1900 | _1900
_1900 | _1900
_1900 | _1900
_1900 | _1900
_1900 | _1900
_1900 | _1900
_1900 | _1900
_1900 | _1900
_1900 | _1900
_1900 | _1900
_1900 | _1900
_1900 | _1900
_1900 | _1900
_1900 | _1900
_1900 | _1900
_1900 | _1900
_1900 | _1900
_1900 | _1900
_1900 | _1900
_1900 | _1900
_1900 | _1900
_1900 | _1900
_1900 | _1900
_1900 | _1900
_1900 | _1900
_1900 | _1900
_1900 | _1900
_1900 | _1900
_1900 | _1900
_1900 | _1900
_1900 | _1900
_1900 | _1900
_1900 | _1900
_1900 | _1900
_1900 | _1900
_1900 | _1900
_1900 | _1900
_1900 | _1900
_1900 | _1900
_1900 | _1900
_1900 | _1900
_1900 | _1900
_1900 | _1900
_1900 | _1900
_1900 | _1900
_1900 | _1900
_1900 | _1900
_1900 | _1900
_1900 | _1900
_1900 | _1900
_1900 | _1900
_1900 | _1900
_1900 | _1900
_1900 | _1900
_1900 | _1900
_1900 | _1900
_1900 | _1900
_1900 | _1900
_1900 | _1900
_1900 | _1900
_1900 | _1900
_1900 | _1900
_1900 | _1900
_1900 | _1900
_1900 | _1900
_1900 | _1900
_1900 | _1900
_1900 | _1900
_1900 | _1900
_1900 | _1900
_1900 | _1900
_1900 | _1900
_1900 | _1900
_1900 | _1900
_1900 | _1900
_1900 | _1900
_1900 | _1900
_1900 | _1900
_1900 | _1900
_1900 | _1900
_1900 | _1900
_1900 | _1900
_1900 | _1900
_1900 | _1900
_1900 | _1900
_1900 | _1900
_1900 | _1900
_1900 | _1900
_1900 | _1900
_1900 | _1900
_1900 | _1900
_1900 | _1900
_1900 | _1900
_1900 | _1900
_1900 | _1900
_1900 | _1900
_1900 | _1900
_1900 | _1900
_1900 | _1900
_1900 | _1900
_1900 | _1900
_1900 | _1900
_1900 | _1900
_1900 | _1900
_1900 | _1900
_1900 | _1900
_1900 | _1900
_1900 | _1900
_1900 | _1900
_1900 | _1900
_1900 | _1900
_1900 | _1900
_1900 | _1900
_1900 | _1900
_1900 | _1900
_1900 | _1900
_1900 | _1900
_1900 | _1900
_1900 | _1900
_1900 | _1900
_1900 | _1900
_1900 | _1900
_1900 | _1900
_1900 | _1900
_1900 | _1900
_1900 | _1900
_1900 | _1900
_1900 | _1900
_1900 | _1900
_1900 | _1900
_1900 | _1900
_1900 | _1900
_1900 | _1900
_1900 | _1900
_1900 | _1900
_1900 | _1900
_1900 | _1900
_1900 | _1900
_1900 | _1900
_1900 | _1900
_1900 | _1900
_1900 | _1900
_1900 | _1900
_1900 | _1900
_1900 | _1900
_1900 | _1900
_1900 | _1900
_1900 | _1900
_1900 | _1900
_1900 | _1900
_1900 | _1900
_1900 | _1900
_1900 | _1900
_1900 | _1900
_1900 | _1900
_1900 | _1900
_1900 | _1900
_1900 | _1900
_1900 | _1900
_1900 | _1900
_1900 | _1900
_1900 | _1900
_1900 | _1900
_1900 | _1900
_1900 | _1900
_1900 | _1900
_1900 | _1900
_1900 | _1900
_1900 | _1900
_1900 | _1900
_1900 | _1900
_1900 | _1900
_1900 | _1900
_1900 | _1900
_1900 | _1900
_1900 | _1900
_1900 | _1900
_1900 | _1900
_1900 | _1900
_1900 | _1900
_1900 | _1900
_1900 | _1900
_1900 | _1900
_1900 | _1900
_1900 | _1900
_1900 | _1900
_1900 | _1900
_1900 | _1900
_1900 | _1900
_1900 | _1900
_1900 | _1900
_1900 | _1900
_1900 | _1900
_1900 | _1900
_1900 | _1900
_1900 | _1900
_1900 | _1900
_1900 | _1900
_1900 | _1900
_1900 | _1900
_1900 | _1900
_1900 | _1900
_1900 | _1900
_1900 | _1900
_1900 | _1900
_1900 | _1900
_1900 | _1900
_1900 | _1900
_1900 | _1900
_1900 | _1900
_1900 | _1900
_1900 | _1900
_1900 | _1900
_1900 | _1900
_1900 | _1900
_1900 | _1900
_1900 | _1900
_1900 | _1900
_1900 | _1900
_1900 | _1900
_1900 | _1900
_1900 | _1900
_1900 | _1900
_1900 | _1900
_1900 | _1900
_1900 | _1900
_1900 | _1900
_1900 | _1900
_1900 | _1900
_1900 | _1900
_1900 | _1900
_1900 | _1900
_1900 | _1900
_1900 | _1900
_1900 | _1900
_1900 | _1900
_1900 | _1900
_1900 | _1900
_1900 | _1900
_1900 | _1900
_1900 | _1900
_1900 | _1900
_1900 | _1900
_1900 | _1900
_1900 | _1900
_1900 | _1900
_1900 | _1900
_1900 | _1900
_1900 | _1900
_1900 | _1900
_1900 | _1900
_1900 | _1900
_1900 | _1900
_1900 | _1900
_1900 | _1900
_1900 | _1900
_1900 | _1900
_1900 | _1900
_1900 | _1900
_1900 | _1900
_1900 | _1900
_1900 | _1900
_1900 | _1900
_1900 | _1900
_1900 | _1900
_1900 | _1900
_1900 | _1900
_1900 | _1900
_1900 | _1900
_1900 | _1900
_1900 | _1900
_1900 | _1900
_1900 | _1900
_1900 | _1900
_1900 | _1900
_1900 | _1900
_1900 | _1900
_1900 | _1900
_1900 | _1900
_1900 | _1900
_1900 | _1900
_1900 | _1900
_1900 | _1900
_1900 | _1900
_1900 | _1900
_1900 | _1900
_1900 | _1900
_1900 | _1900
_1900 | _1900
_1900 | _1900
_1900 | _1900
_1900 | _1900
_1900 | _1900
_1900 | _1900
_1900 | _1900
_1900 | _1900
_1900 | _1900
_1900 | _1900
_1900 | _1900
_1900 | _1900
_1900 | _1900
_1900 | _1900
_1900 | _1900
_1900 | _1900
_1900 | _1900
_1900 | _1900
_1900 | _1900
_1900 | _1900
_1900 | _1900
_1900 | _1900
_1900 | _1900
_1900 | _1900
_1900 | _1900
_1900 | _1900
_1900 | _1900
_1900 | _1900
_1900 | _1900
_1900 | _1900
_1900 | _1900
_1900 | _1900
_1900 | _1900
_1900 | _1900
_1900 | _1900
_1900 | _1900
_1900 | _1900
_1900 | _1900
_1900 | _1900
_1900 | _1900
_1900 | _1900
_1900 | _1900
_1900 | _1900
_1900 | _1900
_1900 | _1900
_1900 | _1900
_1900 | _1900
_1900 | _1900
_1900 | _1900
_1900 | _1900
_1900 | _1900
_1900 | _1900
_1900 | _1900
_1900 | _1900
_1900 | _1900
_1900 | _1900
_1900 | _1900
_1900 | _1900
_1900 | _1900
_1900 | _1900
_1900 | _1900
_1900 | _1900
_1900 | _1900
_1900 | _1900
_1900 | _1900
_1900 | _1900
_1900 | _1900
_1900 | _1900
_1900 | _1900
_1900 | _1900
_1900 | _1900
_1900 | _1900
_1900 | _1900
_1900 | _1900
_1900 | _1900
_1900 | _1900
_1900 | _1900
_1900 | _1900
_1900 | _1900
_1900 | _1900
_1900 | _1900
_1900 | _1900
_1900 | _1900
_1900 | _1900
_1900 | _1900
_1900 | _1900
_1900 | _1900
_1900 | _1900
_1900 | _1900
_1900 | _1900
_1900 | _1900
_1900 | _1900
_1900 | _1900
_1900 | _1900
_1900 | _1900
_1900 | _1900
_1900 | _1900
_1900 | _1900
_1900 | _1900
_1900 | _1900
_1900 | _1900
_1900 | _1900
_1900 | _1900
_1900 | _1900
_1900 | _1900
_1900 | _1900
_1900 | _1900
_1900 | _1900
_1900 | _1900
_1900 | _1900
_1900 | _1900
_1900 | _1900
_1900 | _1900
_1900 | _1900
_1900 | _1900
_1900 | _1900
_1900 | _1900
_1900 | _1900
_1900 | _1900
_1900 | _1900
_1900 | _1900
_1900 | _1900
_1900 | _1900
_1900 | _1900
_1900 | _1900
_1900 | _1900
_1900 | _1900
_1900 | _1900
_1900 | _1900
_1900 | _1900
_1900 | _1900
_1900 | _1900
_1900 | _1900
_1900 | _1900
_1900 | _1900
_1900 | _1900
_1900 | _1900
_1900 | _1900
_1900 | _1900
_1900 | _1900
_1900 | _1900
_1900 | _1900
_1900 | _1900
_1900 | _1900
_1900 | _1900
_1900 | _1900
_1900 | _1900
_1900 | _1900
_1900 | _1900
_1900 | _1900
_1900 | _1900
_1900 | _1900
_1900 | _1900
_1900 | _1900
_1900 | _1900
_1900 | _1900
_1900 | _1900
_1900 | _1900
_1900 | _1900
_1900 | _1900
_1900 | _1900
_1900 | _1900
_1900 | _1900
_1900 | _1900
_1900 | _1900
_1900 | _1900
_1900 | _1900
_1900 | _1900
_1900 | _1900
_1900 | _1900
_1900 | _1900
_1900 | _1900
_1900 | _1900
_1900 | _1900
_1900 | _1900
_1900 | _1900
_1900 | _1900
_1900 | _1900
_1900 | _1900
_1900 | _1900
_1900 | _1900
_1900 | _1900
_1900 | _1900
_1900 | _1900
_1900 | _1900
_1900 | _1900
_1900 | _1900
_1900 | _1900
_1900 | _1900
_1900 | _1900
_1900 | _1900
_1900 | _1900
_1900 | _1900
_1900 | _1900
_1900 | _1900
_1900 | _1900
_1900 | _1900
_1900 | _1900
_1900 | _1900
_1900 | _1900
_1900 | _1900
_1900 | _1900
_1900 | _1900
_1900 | _1900
_1900 | _1900
_1900 | _1900
_1900 | _1900
_1900 | _1900
_1900 | _1900
_1900 | _1900
_1900 | _1900
_1900 | _1900
_1900 | _1900
_1900 | _1900
_1900 | _1900
_1900 | _1900
_1900 | _1900
_1900 | _1900
_1900 | _1900
_1900 | _1900
_1900 | _1900
_1900 | _1900
_1900 | _1900
_1900 | _1900
_1900 | _1900
_1900 | _1900
_1900 | _1900
_1900 | _1900
_1900 | _1900
_1900 | _1900
_1900 | _1900
_1900 | _1900
_1900 | _1900
_1900 | _1900
_1900 | _1900
_1900 | _1900
_1900 | _1900
_1900 | _1900
_1900 | _1900
_1900 | _1900
_1900 | _1900
_1900 | _1900
_1900 | _1900
_1900 | _1900
_1900 | _1900
_1900 | _1900
_1900 | _1900
_1900 | _1900
_1900 | _1900
_1900 | _1900
_1900 | _1900
_1900 | _1900
_1900 | _1900
_1900 | _1900
_1900 | _1900
_1900 | _1900
_1900 | _1900
_1900 | _1900
_1900 | _1900
_1900 | _1900
_1900 | _1900
_1900 | _1900
_1900 | _1900
_1900 | _1900
_1900 | _1900
_1900 | _1900
_1900 | _1900
_1900 | _1900
_1900 | _1900
_1900 | _1900
_1900 | _1900
_1900 | _1900
_1900 | _1900
_1900 | _1900
_1900 | _1900
_1900 | _1900
_1900 | _1900
_1900 | _1900
_1900 | _1900
_1900 | _1900
_1900 | _1900
_1900 | _1900
_1900 | _1900
_1900 | _1900
_1900 | _1900
_1900 | _1900
_1900 | _1900
_1900 | _1900
_1900 | _1900
_1900 | _1900
_1900 | _1900
_1900 | _1900
_1900 | _1900
_1900 | _1900
_1900 | _1900
_1900 | _1900
_1900 | _1900
_1900 | _1900
_1900 | _1900
_1900 | _1900
_1900 | _1900
_1900 | _1900
_1900 | _1900
_1900 | _1900
_1900 | _1900
_1900 | _1900
_1900 | _1900
_1900 | _1900
_1900 | _1900
_1900 | _1900
_1900 | _1900
_1900 | _1900
_1900 | _1900
_1900 | _1900
_1900 | _1900
_1900 | _1900
_1900 | _1900
_1900 | _1900
_1900 | _1900
_1900 | _1900
_1900 | _1900
_1900 | _1900
_1900 | _1900
_1900 | _1900
_1900 | _1900
_1900 | _1900
_1900 | _1900
_1900 | _1900
_1900 | _1900
_1900 | _1900
_1900 | _1900
_1900 | _1900
_1900 | _1900
_1900 | _1900
_1900 | _1900
_1900 | _1900
_1900 | _1900
_1900 | _1900
_1900 | _1900
_1900 | _1900
_1900 | _1900
_1900 | _1900
_1900 | _1900
_1900 | _1900
_1900 | _1900
_1900 | _1900
_1900 | _1900
_1900 | _1900
_1900 | _1900
_1900 | _1900
_1900 | _1900
_1900 | _1900
_1900 | _1900
_1900 | _1900
_1900 | _1900
_1900 | _1900
_1900 | _1900
_1900 | _1900
_1900 | _1900
_1900 | _1900
_1900 | _1900
_1900 | _1900
_1900 | _1900
_1900 | _1900
_1900 | _1900
_1900 | _1900
_1900 | _1900
_1900 | _1900
_1900 | _1900
_1900 | _1900
_1900 | _1900
_1900 | _1900
_1900 | _1900
_1900 | _1900
_1900 | _1900
_1900 | _1900
_1900 | _1900
_1900 | _1900
_1900 | _1900
_1900 | _1900
_1900 | _1900
_1900 | _1900
_1900 | _1900
_1900 | _1900
_1900 | _1900
_1900 | _1900
_1900 | _1900
_1900 | _1900
_1900 | _1900
_1900 | _1900
_1900 | _1900
_1900 | _1900
_1900 | _1900
_1900 | _1900
_1900 | _1900
_1900 | _1900
_1900 | _1900
_1900 | _1900
_1900 | _1900
_1900 | _1900
_1900 | _1900
_1900 | _1900
_1900 | _1900
_1900 | _1900
_1900 | _1900
_1900 | _1900
_1900 | _1900
_1900 | _1900
_1900 | _1900
_1900 | _1900
_1900 | _1900
_1900 | _1900
_1900 | _1900
_1900 | _1900
_1900 | _1900
_1900 | _1900
_1900 | _1900
_1900 | _1900
_1900 | _1900
_1900 | _1900
_1900 | _1900
_1900 | _1900
_1900 | _1900
_1900 | _1900
_1900 | _1900
_1900 | _1900
_1900 | _1900
_1900 | _1900
_1900 | _1900
_1900 | _1900
_1900 | _1900
_1900 | _1900
_1900 | _1900
_1900 | _1900
_1900 | _1900
_1900 | _1900
_1900 | _1900
_1900 | _1900
_1900 | _1900
_1900 | _1900
_1900 | _1900
_1900 | _1900
_1900 | _1900
_1900 | _1900
_1900 | _1900
_1900 | _1900
_1900 | _1900
_1900 | _1900
_1900 | _1900
_1900 | _1900
_1900 | _1900
_1900 | _1900
_1900 | _1900
_1900 | _1900
_1900 | _1900
_1900 | _1900
_1900 | _1900
_1900 | _1900
_1900 | _1900
_1900 | _1900
_1900 | _1900
_1900 | _1900
_1900 | _1900
_1900 | _1900
_1900 | _1900
_1900 | _1900
_1900 | _1900
_1900 | _1900
_1900 | _1900
_1900 | _1900
_1900 | _1900
_1900 | _1900
_1900 | _1900
_1900 | _1900
_1900 | _1900
_1900 | _1900
_1900 | _1900
_1900 | _1900
_1900 | _1900
_1900 | _1900
_1900 | _1900
_1900 | _1900
_1900 | _1900
_1900 | _1900
_1900 | _1900
_1900 | _1900
_1900 | _1900
_1900 | _1900
_1900 | _1900
_1900 | _1900
_1900 | _1900
_1900 | _1900
_1900 | _1900
_1900 | _1900
_1900 | _1900
_1900 | _1900
_1900 | _1900
_1900 | _1900
_1900 | _1900
_1900 | _1900
_1900 | _1900
_1900 | _1900
_1900 | _1900
_1900 | _1900
_1900 | _1900
_1900 | _1900
_1900 | _1900
_1900 | _1900
_1900 | _1900
_1900 | _1900
_1900 | _1900
_1900 | _1900
_1900 | _1900
_1900 | _1900
_1900 | _1900
_1900 | _1900
_1900 | _1900
_1900 | _1900
_1900 | _1900
_1900 | _1900
_1900 | _1900
_1900 | _1900
_1900 | _1900
_1900 | _1900
_1900 | _1900
_1900 | _1900
_1900 | _1900
_1900 | _1900
_1900 | _1900
_1900 | _1900
_1900 | _1900
_1900 | _1900
_1900 | _1900
_1900 | _1900
_1900 | _1900
_1900 | _1900
_1900 | _1900
_1900 | _1900
_1900 | _1900
_1900 | _1900
_1900 | _1900
_1900 | _1900
_1900 | _1900
_1900 | _1900
_1900 | _1900
_1900 | _1900
_1900 | _1900
_1900 | _1900
_1900 | _1900
_1900 | _1900
_1900 | _1900
_1900 | _1900
_1900 | _1900
_1900 | _1900
_1900 | _1900
_1900 | _1900
_1900 | _1900
_1900 | _1900
_1900 | _1900
_1900 | _1900
_1900 | _1900
_1900 | _1900
_1900 | _1900
_1900 | _1900
_1900 | _1900
_1900 | _1900
_1900 | _1900
_1900 | _1900
_1900 | _1900
_1900 | _1900
_1900 | _1900
_1900 | _1900
_1900 | _1900
_1900 | _1900
_1900 | _1900
_1900 | _1900
_1900 | _1900
_1900 | _1900
_1900 | _1900
_1900 | _1900
_1900 | _1900
_1900 | _1900
_1900 | _1900
_1900 | _1900
_1900 | _1900
_1900 | _1900
_1900 | _1900
_1900 | _1900
_1900 | _1900
_1900 | _1900
_1900 | _1900
_1900 | _1900
_1900 | _1900
_1900 | _1900
_1900 | _1900
_1900 | _1900
_1900 | _1900
_1900 | _1900
_1900 | _1900
_1900 | _1900
_1900 | _1900
_1900 | _1900
_1900 | _1900
_1900 | _1900
_1900 | _1900
_1900 | _1900
_1900 | _1900
_1900 | _1900
_1900 | _1900
_1900 | _1900
_1900 | _1900
_1900 | _1900
_1900 | _1900
_1900 | _1900
_1900 | _1900
_1900 | _1900
_1900 | _1900
_1900 | _1900
_1900 | _1900
_1900 | _1900
_1900 | _1900
_1900 | _1900
_1900 | _1900
_1900 | _1900
_1900 | _1900
_1900 | _1900
_1900 | _1900
_1900 | _1900
_1900 | _1900
_1900 | _1900
_1900 | _1900
_1900 | _1900
_1900 | _1900
_1900 | _1900
_1900 | _1900
_1900 | _1900
_1900 | _1900
_1900 | _1900
_1900 | _1900
_1900 | _1900
_1900 | _1900
_1900 | _1900
_1900 | _1900
_1900 | _1900
_1900 | _1900
_1900 | _1900
_1900 | _1900
_1900 | _1900
_1900 | _1900
_1900 | _1900
_1900 | _1900
_1900 | _1900
_1900 | _1900
_1900 | _1900
_1900 | _1900
_1900 | _1900
_1900 | _1900
_1900 | _1900
_1900 | _1900
_1900 | _1900
_1900 | _1900
_1900 | _1900
_1900 | _1900
_1900 | _1900
_1900 | _1900
_1900 | _1900
_1900 | _1900
_1900 | _1900
_1900 | _1900
_1900 | _1900
_1900 | _1900
_1900 | _1900
_1900 | _1900
_1900 | _1900
_1900 | _1900
_1900 | _1900
_1900 | _1900
_1900 | _1900
_1900 | _1900
_1900 | _1900
_1900 | _1900
_1900 | _1900
_1900 | _1900
_1900 | _1900
_1900 | _1900
_1900 | _1900
_1900 | _1900
_1900 | _1900
_1900 | _1900
_1900 | _1900
_1900 | _1900
_1900 | _1900
_1900 | _1900
_1900 | _1900
_1900 | _1900
_1900 | _1900
_1900 | _1900
_1900 | _1900
_1900 | _1900
_1900 | _1900
_1900 | _1900
_1900 | _1900
_1900 | _1900
_1900 | _1900
_1900 | _1900
_1900 | _1900
_1900 | _1900
_1900 | _1900
_1900 | _1900
_1900 | _1900
_1900 | _1900
_1900 | _1900
_1900 | _1900
_1900 | _1900
_1900 | _1900
_1900 | _1900
_1900 | _1900
_1900 | _1900
_1900 | _1900
_1900 | _1900
_1900 | _1900
_1900 | _1900
_1900 | _1900
_1900 | _1900
_1900 | _1900
_1900 | _1900
_1900 | _1900
_1900 | _1900
_1900 | _1900
_1900 | _1900
_1900 | _1900
_1900 | _1900
_1900 | _1900
_1900 | _1900
_1900 | _1900
_1900 | _1900
_1900 | _1900
_1900 | _1900
_1900 | _1900
_1900 | _1900
_1900 | _1900
_1900 | _1900
_1900 | _1900
_1900 | _1900
_1900 | _1900
_1900 | _1900
_1900 | _1900
_1900 | _1900
_1900 | _1900
_1900 | _1900
_1900 | _1900
_1900 | _1900
_1900 | _1900
_1900 | _1900
_1900 | _1900
_1900 | _1900
_1900 | _1900
_1900 | _1900
_1900 | _1900
_1900 | _1900
_1900 | _1900
_1900 | _1900
_1900 | _1900
_1900 | _1900
_1900 | _1900
_1900 | _1900
_1900 | _1900
_1900 | _1900
_1900 | _1900
_1900 | _1900
_1900 | _1900
_1900 | _1900
_1900 | _1900
_1900 | _1900
_1900 | _1900
_1900 | _1900
_1900 | _1900
_1900 | _1900
_1900 | _1900
_1900 | _1900
_1900 | _1900
_1900 | _1900
_1900 | _1900
_1900 | _1900
_1900 | _1900
_1900 | _1900
_1900 | _1900
_1900 | _1900
_1900 | _1900
_1900 | _1900
_1900 | _1900
_1900 | _1900
_1900 | _1900
_1900 | _1900
_1900 | _1900
_1900 | _1900
_1900 | _1900
_1900 | _1900
_1900 | _1900
_1900 | _1900
_1900 | _1900
_1900 | _1900
_1900 | _1900
_1900 | _1900
_1900 | _1900
_1900 | _1900
_1900 | _1900
_1900 | _1900
_1900 | _1900
_1900 | _1900
_1900 | _1900
_1900 | _1900
_1900 | _1900
_1900 | _1900
_1900 | _1900
_1900 | _1900
_1900 | _1900
_1900 | _1900
_1900 | _1900
_1900 | _1900
_1900 | _1900
_1900 | _1900
_1900 | _1900
_1900 | _1900
_1900 | _1900
_1900 | _1900
_1900 | _1900
_1900 | _1900
_1900 | _1900
_1900 | _1900
_1900 | _1900
_1900 | _1900
_1900 | _1900
_1900 | _1900
_1900 | _1900
_1900 | _1900
_1900 | _1900
_1900 | _1900
_1900 | _1900
_1900 | _1900
_1900 | _1900
_1900 | _1900
_1900 | _1900
_1900 | _1900
_1900 | _1900
_1900 | _1900
_1900 | _1900
_1900 | _1900
_1900 | _1900
_1900 | _1900
_1900 | _1900
_1900 | _1900
_1900 | _1900
_1900 | _1900
_1900 | _1900
_1900 | _1900
_1900 | _1900
_1900 | _1900
_1900 | _1900
_1900 | _1900
_1900 | _1900
_1900 | _1900
_1900 | _1900
_1900 | _1900
_1900 | _1900
_1900 | _1900
_1900 | _1900
_1900 | _1900
_1900 | _1900
_1900 | _1900
_1900 | _1900
_1900 | _1900
_1900 | _1900
_1900 | _1900
_1900 | _1900
_1900 | _1900
_1900 | _1900
_1900 | _1900
_1900 | _1900
_1900 | _1900
_1900 | _1900
_1900 | _1900
_1900 | _1900
_1900 | _1900
_1900 | _1900
_1900 | _1900
_1900 | _1900
_1900 | _1900
_1900 | _1900
_1900 | _1900
_1900 | _1900
_1900 | _1900
_1900 | _1900
_1900 | _1900
_1900 | _1900
_1900 | _1900
_1900 | _1900
_1900 | _1900
_1900 | _1900
_1900 | _1900
_1900 | _1900
_1900 | _1900
_1900 | _1900
_1900 | _1900
_1900 | _1900
_1900 | _1900
_1900 | _1900
_1900 | _1900
_1900 | _1900
_1900 | _1900
_1900 | _1900
_1900 | _1900
_1900 | _1900
_1900 | _1900
_1900 | _1900
_1900 | _1900
_1900 | _1900
_1900 | _1900
_1900 | _1900
_1900 | _1900
_1900 | _1900
_1900 | _1900
_1900 | _1900
_1900 | _1900
_1900 | _1900
_1900 | _1900
_1900 | _1900
_1900 | _1900
_1900 | _1900
_1900 | _1900
_1900 | _1900
_1900 | _1900
_1900 | _1900
_1900 | _1900
_1900 | _1900
_1900 | _1900
_1900 | _1900
_1900 | _1900
_1900 | _1900
_1900 | _1900
_1900 | _1900
_1900 | _1900
_1900 | _1900
_1900 | _1900
_1900 | _1900
_1900 | _1900
_1900 | _1900
_1900 | _1900
_1900 | _1900
_1900 | _1900
_1900 | _1900
_1900 | _1900
_1900 | _1900
_1900 | _1900
_1900 | _1900
_1900 | _1900
_1900 | _1900
_1900 | _1900
_1900 | _1900
_1900 | _1900
_1900 | _1900
_1900 | _1900
_1900 | _1900
_1900 | _1900
_1900 | _1900
_1900 | _1900
_1900 | _1900
_1900 | _1900
_1900 | _1900
_1900 | _1900
_1900 | _1900
_1900 | _1900
_1900 | _1900
_1900 | _1900
_1900 | _1900
_1900 | _1900
_1900 | _1900
_1900 | _1900
_1900 | _1900
_1900 | _1900
_1900 | _1900
_1900 | _1900
_1900 | _1900
_1900 | _1900
_1900 | _1900
_1900 | _1900
_1900 | _1900
_1900 | _1900
_1900 | _1900
_1900 | _1900
_1900 | _1900
_1900 | _1900
_1900 | _1900
_1900 | _1900
_1900 | _1900
_1900 | _1900
_1900 | _1900
_1900 | _1900
_1900 | _1900
_1900 | _1900
_1900 | _1900
_1900 | _1900
_1900 | _1900
_1900 | _1900
_1900 | _1900
_1900 | _1900
_1900 | _1900
_1900 | _1900
_1900 | _1900
_1900 | _1900
_1900 | _1900
_1900 | _1900
_1900 | _1900
_1900 | _1900
_1900 | _1900
_1900 | _1900
_1900 | _1900
_1900 | _1900
_1900 | _1900
_1900 | _1900
_1900 | _1900
_1900 | _1900
_1900 | _1900
_1900 | _1900
_1900 | _1900
_1900 | _1900
_1900 | _1900
_1900 | _1900
_1900 | _1900
_1900 | _1900
_1900 | _1900
_1900 | _1900
_1900 | _1900
_1900 | _1900
_1900 | _1900
_1900 | _1900
_1900 | _1900
_1900 | _1900
_1900 | _1900
_1900 | _1900
_1900 | _1900
_1900 | _1900
_1900 | _1900
_1900 | _1900
_1900 | _1900
_1900 | _1900
_1900 | _1900
_1900 | _1900
_1900 | _1900
_1900 | _1900
_1900 | _1900
_1900 | _1900
_1900 | _1900
_1900 | _1900
_1900 | _1900
_1900 | _1900
_1900 | _1900
_1900 | _1900
_1900 | _1900
_1900 | _1900
_1900 | _1900
_1900 | _1900
_1900 | _1900
_1900 | _1900
_1900 | _1900
_1900 | _1900
_1900 | _1900
_1900 | _1900
_1900 | _1900
_1900 | _1900
_1900 | _1900
_1900 | _1900
_1900 | _1900
_1900 | _1900
_1900 | _1900
_1900 | _1900
_1900 | _1900
_1900 | _1900
_1900 | _1900
_1900 | _1900
_1900 | _1900
_1900 | _1900
_1900 | _1900
_1900 | _1900
_1900 | _1900
_1900 | _1900
_1900 | _1900
_1900 | _1900
_1900 | _1900
_1900 | _1900
_1900 | _1900
_1900 | _1900
_1900 | _1900
_1900 | _1900
_1900 | _1900
_1900 | _1900
_1900 | _1900
_1900 | _1900
_1900 | _1900
_1900 | _1900
_1900 | _1900
_1900 | _1900
_1900 | _1900
_1900 | _1900
_1900 | _1900
_1900 | _1900
_1900 | _1900
_1900 | _1900
_1900 | _1900
_1900 | _1900
_1900 | _1900
_1900 | _1900
_1900 | _1900
_1900 | _1900
_1900 | _1900
_1900 | _1900
_1900 | _1900
_1900 | _1900
_1900 | _1900
_1900 | _1900
_1900 | _1900
_1900 | _1900
_1900 | _1900
_1900 | _1900
_1900 | _1900
_1900 | _1900
_1900 | _1900
_1900 | _1900
_1900 | _1900
_1900 | _1900
_1900 | _1900
_1900 | _1900
_1900 | _1900
_1900 | _1900
_1900 | _1900
_1900 | _1900
_1900 | _1900
_1900 | _1900
_1900 | _1900
_1900 | _1900
_1900 | _1900
_1900 | _1900
_1900 | _1900
_1900 | _1900
_1900 | _1900
_1900 | _1900
_1900 | _1900
_1900 | _1900
_1900 | _1900
_1900 | _1900
_1900 | _1900
_1900 | _1900
_1900 | _1900
_1900 | _1900
_1900 | _1900
_1900 | _1900
_1900 | _1900
_1900 | _1900
_1900 | _1900
_1900 | _1900
_1900 | _1900
_1900 | _1900
_1900 | _1900
_1900 | _1900
_1900 | _1900
_1900 | _1900
_1900 | _1900
_1900 | _1900
_1900 | _1900
_1900 | _1900
_1900 | _1900
_1900 | _1900
_1900 | _1900
_1900 | _1900
_1900 | _1900
_1900 | _1900
_1900 | _1900
_1900 | _1900
_1900 | _1900
_1900 | _1900
_1900 | _1900
_1900 | _1900
_1900 | _1900
_1900 | _1900
_1900 | _1900
_1900 | _1900
_1900 | _1900
_1900 | _1900
_1900 | _1900
_1900 | _1900
_1900 | _1900
_1900 | _1900
_1900 | _1900
_1900 | _1900
_1900 | _1900
_1900 | _1900
_1900 | _1900
_1900 | _1900
_1900 | _1900
_1900 | _1900
_1900 | _1900
_1900 | _1900
_1900 | _1900
_1900 | _1900
_1900 | _1900
_1900 | _1900
_1900 | _1900
_1900 | _1900
_1900 | _1900
_1900 | _1900
_1900 | _1900
_1900 | _1900
_1900 | _1900
_1900 | _1900
_1900 | _1900
_1900 | _1900
_1900 | _1900
_1900 | _1900
_1900 | _1900
_1900 | _1900
_1900 | _1900
_1900 | _1900
_1900 | _1900
_1900 | _1900
_1900 | _1900
_1900 | _1900
_1900 | _1900
_1900 | _1900
_1900 | _1900
_1900 | _1900
_1900 | _1900
_1900 | _1900
_1900 | _1900
_1900 | _1900
_1900 | _1900
_1900 | _1900
_1900 | _1900
_1900 | _1900
_1900 | _1900
_1900 | _1900
_1900 | _1900
_1900 | _1900
_1900 | _1900
_1900 | _1900
_1900 | _1900
_1900 | _1900
_1900 | _1900
_1900 | _1900
_1900 | _1900
_1900 | _1900
_1900 | _1900
_1900 | _1900
_1900 | _1900
_1900 | _1900
_1900 | _1900
_1900 | _1900
_1900 | _1900
_1900 | _1900
_1900 | _1900
_1900 | _1900
_1900 | _1900
_1900 | _1900
_1900 | _1900
_1900 | _1900
_1900 | _1900
_1900 | _1900
_1900 | _1900
_1900 | _1900
_1900 | _1900
_1900 | _1900
_1900 | _1900
_1900 | _1900
_1900 | _1900
_1900 | _1900
_1900 | _1900
_1900 | _1900
_1900 | _1900
_1900 | _1900
_1900 | _1900
_1900 | _1900
_1900 | _1900
_1900 | _1900
_1900 | _1900
_1900 | _1900
_1900 | _1900
_1900 | _1900
_1900 | _1900
_1900 | _1900
_1900 | _1900
_1900 | _1900
_1900 | _1900
_1900 | _1900
_1900 | _1900
_1900 | _1900
_1900 | _1900
_1900 | _1900
_1900 | _1900
_1900 | _1900
_1900 | _1900
_1900 | _1900
_1900 | _1900
_1900 | _1900
_1900 | _1900
_1900 | _1900
_1900 | _1900
_1900 | _1900
_1900 | _1900
_1900 | _1900
_1900 | _1900
_1900 | _1900
_1900 | _1900
_1900 | _1900
_1900 | _1900
_1900 | _1900
_1900 | _1900
_1900 | _1900
_1900 | _1900
_1900 | _1900
_1900 | _1900
_1900 | _1900
_1900 | _1900
_1900 | _1900
_1900 | _1900
_1900 | _1900
_1900 | _1900
_1900 | _1900
_1900 | _1900
_1900 | _1900
_1900 | _1900
_1900 | _1900
_1900 | _1900
_1900 | _1900
_1900 | _1900
_1900 | _1900
_1900 | _1900
_1900 | _1900
_1900 | _1900
_1900 | _1900
_1900 | _1900
_1900 | _1900
_1900 | _1900
_1900 | _1900
_1900 | _1900
_1900 | _1900
_1900 | _1900
_1900 | _1900
_1900 | _1900
_1900 | _1900
_1900 | _1900
_1900 | _1900
_1900 | _1900
_1900 | _1900
_1900 | _1900
_1900 | _1900
_1900 | _1900
_1900 | _1900
_1900 | _1900
_1900 | _1900
_1900 | _1900
_1900 | _1900
_1900 | _1900
_1900 | _1900
_1900 | _1900
_1900 | _1900
_1900 | _1900
_1900 | _1900
_1900 | _1900
_1900 | _1900
_1900 | _1900
_1900 | _1900
_1900 | _1900
_1900 | _1900
_1900 | _1900
_1900 | _1900
_1900 | _1900
_1900 | _1900
_1900 | _1900
_1900 | _1900
_1900 | _1900
_1900 | _1900
_1900 | _1900
_1900 | _1900
_1900 | _1900
_1900 | _1900
_1900 | _1900
_1900 | _1900
_1900 | _1900
_1900 | _1900
_1900 | _1900
_1900 | _1900
_1900 | _1900
_1900 | _1900
_1900 | _1900
_1900 | _1900
_1900 | _1900
_1900 | _1900
_1900 | _1900
_1900 | _1900
_1900 | _1900
_1900 | _1900
_1900 | _1900
_1900 | _1900
_1900 | _1900
_1900 | _1900
_1900 | _1900
_1900 | _1900
_1900 | _1900
_1900 | _1900
_1900 | _1900
_1900 | _1900
_1900 | _1900
_1900 | _1900
_1900 | _1900
_1900 | _1900
_1900 | _1900
_1900 | _1900
_1900 | _1900
_1900 | _1900
_1900 | _1900
_1900 | _1900
_1900 | _1900
_1900 | _1900
_1900 | _1900
_1900 | _1900
_1900 | _1900
_1900 | _1900
_1900 | _1900
_1900 | _1900
_1900 | _1900
_1900 | _1900
_1900 | _1900
_1900 | _1900
_1900 | _1900
_1900 | _1900
_1900 | _1900
_1900 | _1900
_1900 | _1900
_1900 | _1900
_1900 | _1900
_1900 | _1900
_1900 | _1900
_1900 | _1900
_1900 | _1900
_1900 | _1900
_1900 | _1900
_1900 | _1900
_1900 | _1900
_1900 | _1900
_1900 | _1900
_1900 | _1900
_1900 | _1900
_1900 | _1900
_1900 | _1900
_1900 | _1900
_1900 | _1900
_1900 | _1900
_1900 | _1900
_1900 | _1900
_1900 | _1900
_1900 | _1900
_1900 | _1900
_1900 | _1900
_1900 | _1900
_1900 | _1900
_1900 | _1900
_1900 | _1900
_1900 | _1900
_1900 | _1900
_1900 | _1900
_1900 | _1900
_1900 | _1900
_1900 | _1900
_1900 | _1900
_1900 | _1900
_1900 | _1900
_1900 | _1900
_1900 | _1900
_1900 | _1900
_1900 | _1900
_1900 | _1900
_1900 | _1900
_1900 | _1900
_1900 | _1900
_1900 | _1900
_1900 | _1900
_1900 | _1900
_1900 | _1900
_1900 | _1900
_1900 | _1900
_1900 | _1900
_1900 | _1900
_1900 | _1900
_1900 | _1900
_1900 | _1900
_1900 | _1900
_1900 | _1900
_1900 | _1900
_1900 | _1900
_1900 | _1900
_1900 | _1900
_1900 | _1900
_1900 | _1900
_1900 | _1900
_1900 | _1900
_1900 | _1900
_1900 | _1900
_1900 | _1900
_1900 | _1900
_1900 | _1900
_1900 | _1900
_1900 | _1900
_1900 | _1900
_1900 | _1900
_1900 | _1900
_1900 | _1900
_1900 | _1900
_1900 | _1900
_1900 | _1900
_1900 | _1900
_1900 | _1900
_1900 | _1900
_1900 | _1900
_1900 | _1900
_1900 | _1900
_1900 | _1900
_1900 | _1900
_1900 | _1900
_1900 | _1900
_1900 | _1900
_1900 | _1900
_1900 | _1900
_1900 | _1900
_1900 | _1900
_1900 | _1900
_1900 | _1900
_1900 | _1900
_1900 | _1900
_1900 | _1900
_1900 | _1900
_1900 | _1900
_1900 | _1900
_1900 | _1900
_1900 | _1900
_1900 | _1900
_1900 | _1900
_1900 | _1900
_1900 | _1900
_1900 | _1900
_1900 | _1900
_1900 | _1900
_1900 | _1900
_1900 | _1900
_1900 | _1900
_1900 | _1900
_1900 | _1900
_1900 | _1900
_1900 | _1900
_1900 | _1900
_1900 | _1900
_1900 | _1900
_1900 | _1900
_1900 | _1900
_1900 | _1900
_1900 | _1900
_1900 | _1900
_1900 | _1900
_1900 | _1900
_1900 | _1900
_1900 | _1900
_1900 | _1900
_1900 | _1900
_1900 | _1900
_1900 | _1900
_1900 | _1900
_1900 | _1900
_1900 | _1900
_1900 | _1900
_1900 | _1900
_1900 | _1900
_1900 | _1900
_1900 | _1900
_1900 | _1900
_1900 | _1900
_1900 | _1900
_1900 | _1900
_1900 | _1900
_1900 | _1900
_1900 | _1900
_1900 | _1900
_1900 | _1900
_1900 | _1900
_1900 | _1900
_1900 | _1900
_1900 | _1900
_1900 | _1900
_1900 | _1900
_1900 | _1900
_1900 | _1900
_1900 | _1900
_1900 | _1900
_1900 | _1900
_1900 | _1900
_1900 | _1900
_1900 | _1900
_1900 | _1900
_1900 | _1900
_1900 | _1900
_1900 | _1900
_1900 | _1900
_1900 | _1900
_1900 | _1900
_1900 | _1900
_1900 | _1900
_1900 | _1900
_1900 | _1900
_1900 | _1900
_1900 | _1900
_1900 | _1900
_1900 | _1900
_1900 | _1900
_1900 | _1900
_1900 | _1900
_1900 | _1900
_1900 | _1900
_1900 | _1900
_1900 | _1900
_1900 | _1900
_1900 | _1900
_1900 | _1900
_1900 | _1900
_1900 | _1900
_1900 | _1900
_1900 | _1900
_1900 | _1900
_1900 | _1900
_1900 | _1900
_1900 | _1900
_1900 | _1900
_1900 | _1900
_1900 | _1900
_1900 | _1900
_1900 | _1900
_1900 | _1900
_1900 | _1900
_1900 | _1900
_1900 | _1900
_1900 | _1900
_1900 | _1900
_1900 | _1900
_1900 | _1900
_1900 | _1900
_1900 | _1900
_1900 | _1900
_1900 | _1900
_1900 | _1900
_1900 | _1900
_1900 | _1900
_1900 | _1900
_1900 | _1900
_1900 | _1900
_1900 | _1900
_1900 | _1900
_1900 | _1900
_1900 | _1900
_1900 | _1900
_1900 | _1900
_1900 | _1900
_1900 | _1900
_1900 | _1900
_1900 | _1900
_1900 | _1900
_1900 | _1900
_1900 | _1900
_1900 | _1900
_1900 | _1900
_1900 | _1900
_1900 | _1900
_1900 | _1900
_1900 | _1900
_1900 | _1900
_1900 | _1900
_1900 | _1900
_1900 | _1900
_1900 | _1900
_1900 | _1900
_1900 | _1900
_1900 | _1900
_1900 | _1900
_1900 | _1900
_1900 | _1900
_1900 | _1900
_1900 | _1900
_1900 | _1900
_1900 | _1900
_1900 | _1900
_1900 | _1900
_1900 | _1900
_1900 | _1900
_1900 | _1900
_1900 | _1900
_1900 | _1900
_1900 | _1900
_1900 | _1900
_1900 | _1900
_1900 | _1900
_1900 | _1900
_1900 | _1900
_1900 | _1900
_1900 | _1900
_1900 | _1900
_1900 | _1900
_1900 | _1900
_1900 | _1900
_1900 | _1900
_1900 | _1900
_1900 | _1900
_1900 | _1900
_1900 | _1900
_1900 | _1900
_1900 | _1900
_1900 | _1900
_1900 | _1900
_1900 | _1900
_1900 | _1900
_1900 | _1900
_1900 | _1900
_1900 | _1900
_1900 | _1900
_1900 | _1900
_1900 | _1900
_1900 | _1900
_1900 | _1900
_1900 | _1900
_1900 | _1900
_1900 | _1900
_1900 | _1900
_1900 | _1900
_1900 | _1900
_1900 | _1900
_1900 | _1900
_1900 | _1900
_1900 | _1900
_1900 | _1900
_1900 | _1900
_1900 | _1900
_1900 | _1900
_1900 | _1900
_1900 | _1900
_1900 | _1900
_1900 | _1900
_1900 | _1900
_1900 | _1900
_1900 | _1900
_1900 | _1900
_1900 | _1900
_1900 | _1900
_1900 | _1900
_1900 | _1900
_1900 | _1900
_1900 | _1900
_1900 | _1900
_1900 | _1900
_1900 | _1900
_1900 | _1900
_1900 | _1900
_1900 | _1900
_1900 | _1900
_1900 | _1900
_1900 | _1900
_1900 | _1900
_1900 | _1900
_1900 | _1900
_1900 | _1900
_1900 | _1900
_1900 | _1900
_1900 | _1900
_1900 | _1900
_1900 | _1900
_1900 | _1900
_1900 | _1900
_1900 | _1900
_1900 | _1900
_1900 | _1900
_1900 | _1900
_1900 | _1900
_1900 | _1900
_1900 | _1900
_1900 | _1900
_1900 | _1900
_1900 | _1900
_1900 | _1900
_1900 | _1900
_1900 | _1900
_1900 | _1900
_1900 | _1900
_1900 | _1900
_1900 | _1900
_1900 | _1900
_1900 | _1900
_1900 | _1900
_1900 | _1900
_1900 | _1900
_1900 | _1900
_1900 | _1900
_1900 | _1900
_1900 | _1900
_1900 | _1900
_1900 | _1900
_1900 | _1900
_1900 | _1900
_1900 | _1900
_1900 | _1900
_1900 | _1900
_1900 | _1900
_1900 | _1900
_1900 | _1900
_1900 | _1900
_1900 | _1900
_1900 | _1900
_1900 | _1900
_1900 | _1900
_1900 | _1900
_1900 | _1900
_1900 | _1900
_1900 | _1900
_1900 | _1900
_1900 | _1900
_1900 | _1900
_1900 | _1900
_1900 | _1900
_1900 | _1900
_1900 | _1900
_1900 | _1900
_1900 | _1900
_1900 | _1900
_1900 | _1900
_1900 | _1900
_1900 | _1900
_1900 | _1900
_1900 | _1900
_1900 | _1900
_1900 | _1900
_1900 | _1900
_1900 | _1900
_1900 | _1900
_1900 | _1900
_1900 | _1900
_1900 | _1900
_1900 | _1900
_1900 | _1900
_1900 | _1900
_1900 | _1900
_1900 | _1900
_1900 | _1900
_1900 | _1900
_1900 | _1900
_1900 | _1900
_1900 | _1900
_1900 | _1900
_1900 | _1900
_1900 | _1900
_1900 | _1900
_1900 | _1900
_1900 | _1900
_1900 | _1900
_1900 | _1900
_1900 | _1900
_1900 | _1900
_1900 | _1900
_1900 | _1900
_1900 | _1900
_1900 | _1900
_1900 | _1900
_1900 | _1900
_1900 | _1900
_1900 | _1900
_1900 | _1900
_1900 | _1900
_1900 | _1900
_1900 | _1900
_1900 | _1900
_1900 | _1900
_1900 | _1900
_1900 | _1900
_1900 | _1900
_1900 | _1900
_1900 | _1900
_1900 | _1900
_1900 | _1900
_1900 | _1900
_1900 | _1900
_1900 | _1900
_1900 | _1900
_1900 | _1900
_1900 | _1900
_1900 | _1900
_1900 | _1900
_1900 | _1900
_1900 | _1900
_1900 | _1900
_1900 | _1900
_1900 | _1900
_1900 | _1900
_1900 | _1900
_1900 | _1900
_1900 | _1900
_1900 | _1900
_1900 | _1900
_1900 | _1900
_1900 | _1900
_1900 | _1900
_1900 | _1900
_1900 | _1900
_1900 | _1900
_1900 | _1900
_1900 | _1900
_1900 | _1900
_1900 | _1900
_1900 | _1900
_1900 | _1900
_1900 | _1900
_1900 | _1900
_1900 | _1900
_1900 | _1900
_1900 | _1900
_1900 | _1900
_1900 | _1900
_1900 | _1900
_1900 | _1900
_1900 | _1900
_1900 | _1900
_1900 | _1900
_1900 | _1900
_1900 | _1900
_1900 | _1900
_1900 | _1900
_1900 | _1900
_1900 | _1900
_1900 | _1900
_1900 | _1900
_1900 | _1900
_1900 | _1900
_1900 | _1900
_1900 | _1900
_1900 | _1900
_1900 | _1900
_1900 | _1900
_1900 | _1900
_1900 | _1900
_1900 | _1900
_1900 | _1900
_1900 | _1900
_1900 | _1900
_1900 | _1900
_1900 | _1900
_1900 | _1900
_1900 | _1900
_1900 | _1900
_1900 | _1900
_1900 | _1900
_1900 | _1900
_1900 | _1900
_1900 | _1900
_1900 | _1900
_1900 | _1900
_1900 | _1900
_1900 | _1900
_1900 | _1900
_1900 | _1900
_1900 | _1900
_1900 | _1900
_1900 | _1900
_1900 | _1900
_1900 | _1900
_1900 | _1900
_1900 | _1900
_1900 | _1900
_1900 | _1900
_1900 | _1900
_1900 | _1900
_1900 | _1900
_1900 | _1900
_1900 | _1900
_1900 | _1900
_1900 | _1900
_1900 | _1900
_1900 | _1900
_1900 | _1900
_1900 | _1900
_1900 | _1900
_1900 | _1900
_1900 | _1900
_1900 | _1900
_1900 | _1900
_1900 | _1900
_1900 | _1900
_1900 | _1900
_1900 | _1900
_1900 | _1900
_1900 | _1900
_1900 | _1900
_1900 | _1900
_1900 | _1900
_1900 | _1900
_1900 | _1900
_1900 | _1900
_1900 | _1900
_1900 | _1900
_1900 | _1900
_1900 | _1900
_1900 | _1900
_1900 | _1900
_1900 | _1900
_1900 | _1900
_1900 | _1900
_1900 | _1900
_1900 | _1900
_1900 | _1900
_1900 | _1900
_1900 | _1900
_1900 | _1900
_1900 | _1900
_1900 | _1900
_1900 | _1900
_1900 | _1900
_1900 | _1900
_1900 | _1900
_1900 | _1900
_1900 | _1900
_1900 | _1900
_1900 | _1900
_1900 | _1900
_1900 | _1900
_1900 | _1900
_1900 | _1900
_1900 | _1900
_1900 | _1900
_1900 | _1900
_1900 | _1900
_1900 | _1900
_1900 | _1900
_1900 | _1900
_1900 | _1900
_1900 | _1900
_1900 | _1900
_1900 | _1900
_1900 | _1900
_1900 | _1900
_1900 | _1900
_1900 | _1900
_1900 | _1900
_1900 | _1900
_1900 | _1900
_1900 | _1900
_1900 | _1900
_1900 | _1900
_1900 | _1900
_1900 | _1900
_1900 | _1900
_1900 | _1900
_1900 | _1900
_1900 | _1900
_1900 | _1900
_1900 | _1900
_1900 | _1900
_1900 | _1900
_1900 | _1900
_1900 | _1900
_1900 | _1900
_1900 | _1900
_1900 | _1900
_1900 | _1900
_1900 | _1900
_1900 | _1900
_1900 | _1900
_1900 | _1900
_1900 | _1900
_1900 | _1900
_1900 | _1900
_1900 | _1900
_1900 | _1900
_1900 | _1900
_1900 | _1900
_1900 | _1900
_1900 | _1900
_1900 | _1900
_1900 | _1900
_1900 | _1900
_1900 | _1900
_1900 | _1900
_1900 | _1900
_1900 | _1900
_1900 | _1900
_1900 | _1900
_1900 | _1900
_1900 | _1900
_1900 | _1900
_1900 | _1900
_1900 | _1900
_1900 | _1900
_1900 | _1900
_1900 | _1900
_1900 | _1900
_1900 | _1900
_1900 | _1900
_1900 | _1900
_1900 | _1900
_1900 | _1900
_1900 | _1900
_1900 | _1900
_1900 | _1900
_1900 | _1900
_1900 | _1900
_1900 | _1900
_1900 | _1900
_1900 | _1900
_1900 | _1900
_1900 | _1900
_1900 | _1900
_1900 | _1900
_1900 | _1900
_1900 | _1900
_1900 | _1900
_1900 | _1900
_1900 | _1900
_1900 | _1900
_1900 | _1900
_1900 | _1900
_1900 | _1900
_1900 | _1900
_1900 | _1900
_1900 | _1900
_1900 | _1900
_1900 | _1900
_1900 | _1900
_1900 | _1900
_1900 | _1900
_1900 | _1900
_1900 | _1900
_1900 | _1900
_1900 | _1900
_1900 | _1900
_1900 | _1900
_1900 | _1900
_1900 | _1900
_1900 | _1900
_1900 | _1900
_1900 | _1900
_1900 | _1900
_1900 | _1900
_1900 | _1900
_1900 | _1900
_1900 | _1900
_1900 | _1900
_1900 | _1900
_1900 | _1900
_1900 | _1900
_1900 | _1900
_1900 | _1900
_1900 | _1900
_1900 | _1900
_1900 | _1900
_1900 | _1900
_1900 | _1900
_1900 | _1900
_1900 | _1900
_1900 | _1900
_1900 | _1900
_1900 | _1900
_1900 | _1900
_1900 | _1900
_1900 | _1900
_1900 | _1900
_1900 | _1900
_1900 | _1900
_1900 | _1900
_1900 | _1900
_1900 | _1900
_1900 | _1900
_1900 | _1900
_1900 | _1900
_1900 | _1900
_1900 | _1900
_1900 | _1900
_1900 | _1900
_1900 | _1900
_1900 | _1900
_1900 | _1900
_1900 | _1900
_1900 | _1900
_1900 | _1900
_1900 | _1900
_1900 | _1900
_1900 | _1900
_1900 | _1900
_1900 | _1900
_1900 | _1900
_1900 | _1900
_1900 | _1900
_1900 | _1900
_1900 | _1900
_1900 | _1900
_1900 | _1900
_1900 | _1900
_1900 | _1900
_1900 | _1900
_1900 | _1900
_1900 | _1900
_1900 | _1900
_1900 | _1900
_1900 | _1900
_1900 | _1900
_1900 | _1900
_1900 | _1900
_1900 | _1900
_1900 | _1900
_1900 | _1900
_1900 | _1900
_1900 | _1900
_1900 | _1900
_1900 | _1900
_1900 | _1900
_1900 | _1900
_1900 | _1900
_1900 | _1900
_1900 | _1900
_1900 | _1900
_1900 | _1900
_1900 | _1900
_1900 | _1900
_1900 | _1900
_1900 | _1900
_1900 | _1900
_1900 | _1900
_1900 | _1900
_1900 | _1900
_1900 | _1900
_1900 | _1900
_1900 | _1900
_1900 | _1900
_1900 | _1900
_1900 | _1900
_1900 | _1900
_1900 | _1900
_1900 | _1900
_1900 | _1900
_1900 | _1900
_1900 | _1900
_1900 | _1900
_1900 | _1900
_1900 | _1900
_1900 | _1900
_1900 | _1900
_1900 | _1900
_1900 | _1900
_1900 | _1900
_1900 | _1900
_1900 | _1900
_1900 | _1900
_1900 | _1900
_1900 | _1900
_1900 | _1900
_1900 | _1900
_1900 | _1900
_1900 | _1900
_1900 | _1900
_1900 | _1900
_1900 | _1900
_1900 | _1900
_1900 | _1900
_1900 | _1900
_1900 | _1900
_1900 | _1900
_1900 | _1900
_1900 | _1900
_1900 | _1900
_1900 | _1900
_1900 | _1900
_1900 | _1900
_1900 | _1900
_1900 | _1900
_1900 | _1900
_1900 | _1900
_1900 | _1900
_1900 | _1900
_1900 | _1900
_1900 | _1900
_1900 | _1900
_1900 | _1900
_1900 | _1900
_1900 | _1900
_1900 | _1900
_1900 | _1900
_1900 | _1900
_1900 | _1900
_1900 | _1900
_1900 | _1900
_1900 | _1900
_1900 | _1900
_1900 | _1900
_1900 | _1900
_1900 | _1900
_1900 | _1900
_1900 | _1900
_1900 | _1900
_1900 | _1900
_1900 | _1900
_1900 | _1900
_1900 | _1900
_1900 | _1900
_1900 | _1900
_1900 | _1900
_1900 | _1900
_1900 | _1900
_1900 | _1900
_1900 | _1900
_1900 | _1900
_1900 | _1900
_1900 | _1900
_1900 | _1900
_1900 | _1900
_1900 | _1900
_1900 | _1900
_1900 | _1900
_1900 | _1900
_1900 | _1900
_1900 | _1900
_1900 | _1900
_1900 | _1900
_1900 | _1900
_1900 | _1900
_1900 | _1900
_1900 | _1900
_1900 | _1900
_1900 | _1900
_1900 | _1900
_1900 | _1900
_1900 | _1900
_1900 | _1900
_1900 | _1900
_1900 | _1900
_1900 | _1900
_1900 | _1900
_1900 | _1900
_1900 | _1900
_1900 | _1900
_1900 | _1900
_1900 | _1900
_1900 | _1900
_1900 | _1900
_1900 | _1900
_1900 | _1900
_1900 | _1900
_1900 | _1900
_1900 | _1900
_1900 | _1900
_1900 | _1900
_1900 | _1900
_1900 | _1900
_1900 | _1900
_1900 | _1900
_1900 | _1900
_1900 | _1900
_1900 | _1900
_1900 | _1900
_1900 | _1900
_1900 | _1900
_1900 | _1900
_1900 | _1900
_1900 | _1900
_1900 | _1900
_1900 | _1900
_1900 | _1900
_1900 | _1900
_1900 | _1900
_1900 | _1900
_1900 | _1900
_1900 | _1900
_1900 | _1900
_1900 | _1900
_1900 | _1900
_1900 | _1900
_1900 | _1900
_1900 | _1900
_1900 | _1900
_1900 | _1900
_1900 | _1900
_1900 | _1900
_1900 | _1900
_1900 | _1900
_1900 | _1900
_1900 | _1900
_1900 | _1900
_1900 | _1900
_1900 | _1900
_1900 | _1900
_1900 | _1900
_1900 | _1900
_1900 | _1900
_1900 | _1900
_1900 | _1900
_1900 | _1900
_1900 | _1900
_1900 | _1900
_1900 | _1900
_1900 | _1900
_1900 | _1900
_1900 | _1900
_1900 | _1900
_1900 | _1900
_1900 | _1900
_1900 | _1900
_1900 | _1900
_1900 | _1900
_1900 | _1900
_1900 | _1900
_1900 | _1900
_1900 | _1900
_1900 | _1900
_1900 | _1900
_1900 | _1900
_1900 | _1900
_1900 | _1900
_1900 | _1900
_1900 | _1900
_1900 | _1900
_1900 | _1900
_1900 | _1900
_1900 | _1900
_1900 | _1900
_1900 | _1900
_1900 | _1900
_1900 | _1900
_1900 | _1900
_1900 | _1900
_1900 | _1900
_1900 | _1900
_1900 | _1900
_1900 | _1900
_1900 | _1900
_1900 | _1900
_1900 | _1900
_1900 | _1900
_1900 | _1900
_1900 | _1900
_1900 | _1900
_1900 | _1900
_1900 | _1900
_1900 | _1900
_1900 | _1900
_1900 | _1900
_1900 | _1900
_1900 | _1900
_1900 | _1900
_1900 | _1900
_1900 | _1900
_1900 | _1900
_1900 | _1900
_1900 | _1900
_1900 | _1900
_1900 | _1900
_1900 | _1900
_1900 | _1900
_1900 | _1900
_1900 | _1900
_1900 | _1900
_1900 | _1900
_1900 | _1900
_1900 | _1900
_1900 | _1900
_1900 | _1900
_1900 | _1900
_1900 | _1900
_1900 | _1900
_1900 | _1900
_1900 | _1900
_1900 | _1900
_1900 | _1900
_1900 | _1900
_1900 | _1900
_1900 | _1900
_1900 | _1900
_1900 | _1900
_1900 | _1900
_1900 | _1900
_1900 | _1900
_1900 | _1900
_1900 | _1900
_1900 | _1900
_1900 | _1900
_1900 | _1900
_1900 | _1900
_1900 | _1900
_1900 | _1900
_1900 | _1900
_1900 | _1900
_1900 | _1900
_1900 | _1900
_1900 | _1900
_1900 | _1900
_1900 | _1900
_1900 | _1900
_1900 | _1900
_1900 | _1900
_1900 | _1900
_1900 | _1900
_1900 | _1900
_1900 | _1900
_1900 | _1900
_1900 | _1900
_1900 | _1900
_1900 | _1900
_1900 | _1900
_1900 | _1900
_1900 | _1900
_1900 | _1900
_1900 | _1900
_1900 | _1900
_1900 | _1900
_1900 | _1900
_1900 | _1900
_1900 | _1900
_1900 | _1900
_1900 | _1900
_1900 | _1900
_1900 | _1900
_1900 | _1900
_1900 | _1900
_1900 | _1900
_1900 | _1900
_1900 | _1900
_1900 | _1900
_1900 | _1900
_1900 | _1900
_1900 | _1900
_1900 | _1900
_1900 | _1900
_1900 | _1900
_1900 | _1900
_1900 | _1900
_1900 | _1900
_1900 | _1900
_1900 | _1900
_1900 | _1900
_1900 | _1900
_1900 | _1900
_1900 | _1900
_1900 | _1900
_1900 | _1900
_1900 | _1900
_1900 | _1900
_1900 | _1900
_1900 | _1900
_1900 | _1900
_1900 | _1900
_1900 | _1900
_1900 | _1900
_1900 | _1900
_1900 | _1900
_1900 | _1900
_1900 | _1900
_1900 | _1900
_1900 | _1900
_1900 | _1900
_1900 | _1900
_1900 | _1900
_1900 | _1900
_1900 | _1900
_1900 | _1900
_1900 | _1900
_1900 | _1900
_1900 | _1900
_1900 | _1900
_1900 | _1900
_1900 | _1900
_1900 | _1900
_1900 | _1900
_1900 | _1900
_1900 | _1900
_1900 | _1900
_1900 | _1900
_1900 | _1900
_1900 | _1900
_1900 | _1900
_1900 | _1900
_1900 | _1900
_1900 | _1900
_1900 | _1900
_1900 | _1900
_1900 | _1900
_1900 | _1900
_1900 | _1900
_1900 | _1900
_1900 | _1900
_1900 | _1900
_1900 | _1900
_1900 | _1900
_1900 | _1900
_1900 | _1900
_1900 | _1900
_1900 | _1900
_1900 | _1900
_1900 | _1900
_1900 | _1900
_1900 | _1900
_1900 | _1900
_1900 | _1900
_1900 | _1900
_1900 | _1900
_1900 | _1900
_1900 | _1900
_1900 | _1900
_1900 | _1900
_1900 | _1900
_1900 | _1900
_1900 | _1900
_1900 | _1900
_1900 | _1900
_1900 | _1900
_1900 | _1900
_1900 | _1900
_1900 | _1900
_1900 | _1900
_1900 | _1900
_1900 | _1900
_1900 | _1900
_1900 | _1900
_1900 | _1900
_1900 | _1900
_1900 | _1900
_1900 | _1900
_1900 | _1900
_1900 | _1900
_1900 | _1900
_1900 | _1900
_1900 | _1900
_1900 | _1900
_1900 | _1900
_1900 | _1900
_1900 | _1900
_1900 | _1900
_1900 | _1900
_1900 | _1900
_1900 | _1900
_1900 | _1900
_1900 | _1900
_1900 | _1900
_1900 | _1900
_1900 | _1900
_1900 | _1900
_1900 | _1900
_1900 | _1900
_1900 | _1900
_1900 | _1900
_1900 | _1900
_1900 | _1900
_1900 | _1900
_1900 | _1900
_1900 | _1900
_1900 | _1900
_1900 | _1900
_1900 | _1900
_1900 | _1900
_1900 | _1900
_1900 | _1900
_1900 | _1900
_1900 | _1900
_1900 | _1900
_1900 | _1900
_1900 | _1900
_1900 | _1900
_1900 | _1900
_1900 | _1900
_1900 | _1900
_1900 | _1900
_1900 | _1900
_1900 | _1900
_1900 | _1900
_1900 | _1900
_1900 | _1900
_1900 | _1900
_1900 | _1900
_1900 | _1900
_1900 | _1900
_1900 | _1900
_1900 | _1900
_1900 | _1900
_1900 | _1900
_1900 | _1900
_1900 | _1900
_1900 | _1900
_1900 | _1900
_1900 | _1900
_1900 | _1900
_1900 | _1900
_1900 | _1900
_1900 | _1900
_1900 | _1900
_1900 | _1900
_1900 | _1900
_1900 | _1900
_1900 | _1900
_1900 | _1900
_1900 | _1900
_1900 | _1900
_1900 | _1900
_1900 | _1900
_1900 | _1900
_1900 | _1900
_1900 | _1900
_1900 | _1900
_1900 | _1900
_1900 | _1900
_1900 | _1900
_1900 | _1900
_1900 | _1900
_1900 | _1900
_1900 | _1900
_1900 | _1900
_1900 | _1900
_1900 | _1900
_1900 | _1900
_1900 | _1900
_1900 | _1900
_1900 | _1900
_1900 | _1900
_1900 | _1900
_1900 | _1900
_1900 | _1900
_1900 | _1900
_1900 | _1900
_1900 | _1900
_1900 | _1900
_1900 | _1900
_1900 | _1900
_1900 | _1900
_1900 | _1900
_1900 | _1900
_1900 | _1900
_1900 | _1900
_1900 | _1900
_1900 | _1900
_1900 | _1900
_1900 | _1900
_1900 | _1900
_1900 | _1900
_1900 | _1900
_1900 | _1900
_1900 | _1900
_1900 | _1900
_1900 | _1900
_1900 | _1900
_1900 | _1900
_1900 | _1900
_1900 | _1900
_1900 | _1900
_1900 | _1900
_1900 | _1900
_1900 | _1900
_1900 | _1900
_1900 | _1900
_1900 | _1900
_1900 | _1900
_1900 | _1900
_1900 | _1900
_1900 | _1900
_1900 | _1900
_1900 | _1900
_1900 | _1900
_1900 | _1900
_1900 | _1900
_1900 | _1900
_1900 | _1900
_1900 | _1900
_1900 | _1900
_1900 | _1900
_1900 | _1900
_1900 | _1900
_1900 | _1900
_1900 | _1900
_1900 | _1900
_1900 | _1900
_1900 | _1900
_1900 | _1900
_1900 | _1900
_1900 | _1900
_1900 | _1900
_1900 | _1900
_1900 | _1900
_1900 | _1900
_1900 | _1900
_1900 | _1900
_1900 | _1900
_1900 | _1900
_1900 | _1900
_1900 | _1900
_1900 | _1900
_1900 | _1900
_1900 | _1900
_1900 | _1900
_1900 | _1900
_1900 | _1900
_1900 | _1900
_1900 | _1900
_1900 | _1900
_1900 | _1900
_1900 | _1900
_1900 | _1900
_1900 | _1900
_1900 | _1900
_1900 | _1900
_1900 | _1900
_1900 | _1900
_1900 | _1900
_1900 | _1900
_1900 | _1900
_1900 | _1900
_1900 | _1900
_1900 | _1900
_1900 | _1900
_1900 | _1900
_1900 | _1900
_1900 | _1900
_1900 | _1900
_1900 | _1900
_1900 | _1900
_1900 | _1900
_1900 | _1900
_1900 | _1900
_1900 | _1900
_1900 | _1900
_1900 | _1900
_1900 | _1900
_1900 | _1900
_1900 | _1900
_1900 | _1900
_1900 | _1900
_1900 | _1900
_1900 | _1900
_1900 | _1900
_1900 | _1900
_1900 | _1900
_1900 | _1900
_1900 | _1900
_1900 | _1900
_1900 | _1900
_1900 | _1900
_1900 | _1900
_1900 | _1900
_1900 | _1900
_1900 | _1900
_1900 | _1900
_1900 | _1900
_1900 | _1900
_1900 | _1900
_1900 | _1900
_1900 | _1900
_1900 | _1900
_1900 | _1900
_1900 | _1900
_1900 | _1900
_1900 | _1900
_1900 | _1900
_1900 | _1900
_1900 | _1900
_1900 | _1900
_1900 | _1900
_1900 | _1900
_1900 | _1900
_1900 | _1900
_1900 | _1900
_1900 | _1900
_1900 | _1900
_1900 | _1900
_1900 | _1900
_1900 | _1900
_1900 | _1900
_1900 | _1900
_1900 | _1900
_1900 | _1900
_1900 | _1900
_1900 | _1900
_1900 | _1900
_1900 | _1900
_1900 | _1900
_1900 | _1900
_1900 | _1900
_1900 | _1900
_1900 | _1900
_1900 | _1900
_1900 | _1900
_1900 | _1900
_1900 | _1900
_1900 | _1900
_1900 | _1900
_1900 | _1900
_1900 | _1900
_1900 | _1900
_1900 | _1900
_1900 | _1900
_1900 | _1900
_1900 | _1900
_1900 | _1900
_1900 | _1900
_1900 | _1900
_1900 | _1900
_1900 | _1900
_1900 | _1900
_1900 | _1900
_1900 | _1900
_1900 | _1900
_1900 | _1900
_1900 | _1900
_1900 | _1900
_1900 | _1900
_1900 | _1900
_1900 | _1900
_1900 | _1900
_1900 | _1900
_1900 | _1900
_1900 | _1900
_1900 | _1900
_1900 | _1900
_1900 | _1900
_1900 | _1900
_1900 | _1900
_1900 | _1900
_1900 | _1900
_1900 | _1900
_1900 | _1900
_1900 | _1900
_1900 | _1900
_1900 | _1900
_1900 | _1900
_1900 | _1900
_1900 | _1900
_1900 | _1900
_1900 | _1900
_1900 | _1900
_1900 | _1900
_1900 | _1900
_1900 | _1900
_1900 | _1900
_1900 | _1900
_1900 | _1900
_1900 | _1900
_1900 | _1900
_1900 | _1900
_1900 | _1900
_1900 | _1900
_1900 | _1900
_1900 | _1900
_1900 | _1900
_1900 | _1900
_1900 | _1900
_1900 | _1900
_1900 | _1900
_1900 | _1900
_1900 | _1900
_1900 | _1900
_1900 | _1900
_1900 | _1900
_1900 | _1900
_1900 | _1900
_1900 | _1900
_1900 | _1900
_1900 | _1900
_1900 | _1900
_1900 | _1900
_1900 | _1900
_1900 | _1900
_1900 | _1900
_1900 | _1900
_1900 | _1900
_1900 | _1900
_1900 | _1900
_1900 | _1900
_1900 | _1900
_1900 | _1900
_1900 | _1900
_1900 | _1900
_1900 | _1900
_1900 | _1900
_1900 | _1900
_1900 | _1900
_1900 | _1900
_1900 | _1900
_1900 | _1900
_1900 | _1900
_1900 | _1900
_1900 | _1900
_1900 | _1900
_1900 | _1900
_1900 | _1900
_1900 | _1900
_1900 | _1900
_1900 | _1900
_1900 | _1900
_1900 | _1900
_1900 | _1900
_1900 | _1900
_1900 | _1900
_1900 | _1900
_1900 | _1900
_1900 | _1900
_1900 | _1900
_1900 | _1900
_1900 | _1900
_1900 | _1900
_1900 | _1900
_1900 | _1900
_1900 | _1900
_1900 | _1900
_1900 | _1900
_1900 | _1900
_1900 | _1900
_1900 | _1900
_1900 | _1900
_1900 | _1900
_1900 | _1900
_1900 | _1900
_1900 | _1900
_1900 | _1900
_1900 | _1900
_1900 | _1900
_1900 | _1900
_1900 | _1900
_1900 | _1900
_1900 | _1900
_1900 | _1900
_1900 | _1900
_1900 | _1900
_1900 | _1900
_1900 | _1900
_1900 | _1900
_1900 | _1900
_1900 | _1900
_1900 | _1900
_1900 | _1900
_1900 | _1900
_1900 | _1900
_1900 | _1900
_1900 | _1900
_1900 | _1900
_1900 | _1900
_1900 | _1900
_1900 | _1900
_1900 | _1900
_1900 | _1900
_1900 | _1900
_1900 | _1900
_1900 | _1900
_1900 | _1900
_1900 | _1900
_1900 | _1900
_1900 | _1900
_1900 | _1900
_1900 | _1900
_1900 | _1900
_1900 | _1900
_1900 | _1900
_1900 | _1900
_1900 | _1900
_1900 | _1900
_1900 | _1900
_1900 | _1900
_1900 | _1900
_1900 | _1900
_1900 | _1900
_1900 | _1900
_1900 | _1900
_1900 | _1900
_1900 | _1900
_1900 | _1900
_1900 | _1900
_1900 | _1900
_1900 | _1900
_1900 | _1900
_1900 | _1900
_1900 | _1900
_1900 | _1900
_1900 | _1900
_1900 | _1900
_1900 | _1900
_1900 | _1900
_1900 | _1900
_1900 | _1900
_1900 | _1900
_1900 | _1900
_1900 | _1900
_1900 | _1900
_1900 | _1900
_1900 | _1900
_1900 | _1900
_1900 | _1900
_1900 | _1900
_1900 | _1900
_1900 | _1900
_1900 | _1900
_1900 | _1900
_1900 | _1900
_1900 | _1900
_1900 | _1900
_1900 | _1900
_1900 | _1900
_1900 | _1900
_1900 | _1900
_1900 | _1900
_1900 | _1900
_1900 | _1900
_1900 | _1900
_1900 | _1900
_1900 | _1900
_1900 | _1900
_1900 | _1900
_1900 | _1900
_1900 | _1900
_1900 | _1900
_1900 | _1900
_1900 | _1900
_1900 | _1900
_1900 | _1900
_1900 | _1900
_1900 | _1900
_1900 | _1900
_1900 | _1900
_1900 | _1900
_1900 | _1900
_1900 | _1900
_1900 | _1900
_1900 | _1900
_1900 | _1900
_1900 | _1900
_1900 | _1900
_1900 | _1900
_1900 | _1900
_1900 | _1900
_1900 | _1900
_1900 | _1900
_1900 | _1900
_1900 | _1900
_1900 | _1900
_1900 | _1900
_1900 | _1900
_1900 | _1900
_1900 | _1900
_1900 | _1900
_1900 | _1900
_1900 | _1900
_1900 | _1900
_1900 | _1900
_1900 | _1900
_1900 | _1900
_1900 | _1900
_1900 | _1900
_1900 | _1900
_1900 | _1900
_1900 | _1900
_1900 | _1900
_1900 | _1900
_1900 | _1900
_1900 | _1900
_1900 | _1900
_1900 | _1900
_1900 | _1900
_1900 | _1900
_1900 | _1900
_1900 | _1900
_1900 | _1900
_1900 | _1900
_1900 | _1900
_1900 | _1900
_1900 | _1900
_1900 | _1900
_1900 | _1900
_1900 | _1900
_1900 | _1900
_1900 | _1900
_1900 | _1900
_1900 | _1900
_1900 | _1900
_1900 | _1900
_1900 | _1900
_1900 | _1900
_1900 | _1900
_1900 | _1900
_1900 | _1900
_1900 | _1900
_1900 | _1900
_1900 | _1900
_1900 | _1900
_1900 | _1900
_1900 | _1900
_1900 | _1900
_1900 | _1900
_1900 | _1900
_1900 | _1900
_1900 | _1900
_1900 | _1900
_1900 | _1900
_1900 | _1900
_1900 | _1900
_1900 | _1900
_1900 | _1900
_1900 | _1900
_1900 | _1900
_1900 | _1900
_1900 | _1900
_1900 | _1900
_1900 | _1900
_1900 | _1900
_1900 | _1900
_1900 | _1900
_1900 | _1900
_1900 | _1900
_1900 | _1900
_1900 | _1900
_1900 | _1900
_1900 | _1900
_1900 | _1900
_1900 | _1900
_1900 | _1900
_1900 | _1900
_1900 | _1900
_1900 | _1900
_1900 | _1900
_1900 | _1900
_1900 | _1900
_1900 | _1900
_1900 | _1900
_1900 | _1900
_1900 | _1900
_1900 | _1900
_1900 | _1900
_1900 | _1900
_1900 | _1900
_1900 | _1900
_1900 | _1900
_1900 | _1900
_1900 | _1900
_1900 | _1900
_1900 | _1900
_1900 | _1900
_1900 | _1900
_1900 | _1900
_1900 | _1900
_1900 | _1900
_1900 | _1900
_1900 | _1900
_1900 | _1900
_1900 | _1900
_1900 | _1900
_1900 | _1900
_1900 | _1900
_1900 | _1900
_1900 | _1900
_1900 | _1900
_1900 | _1900
_1900 | _1900
_1900 | _1900
_1900 | _1900
_1900 | _1900
_1900 | _1900
_1900 | _1900
_1900 | _1900
_1900 | _1900
_1900 | _1900
_1900 | _1900
_1900 | _1900
_1900 | _1900
_1900 | _1900
_1900 | _1900
_1900 | _1900
_1900 | _1900
_1900 | _1900
_1900 | _1900
_1900 | _1900
_1900 | _1900
_1900 | _1900
_1900 | _1900
_1900 | _1900
_1900 | _1900
_1900 | _1900
_1900 | _1900
_1900 | _1900
_1900 | _1900
_1900 | _1900
_1900 | _1900
_1900 | _1900
_1900 | _1900
_1900 | _1900
_1900 | _1900
_1900 | _1900
_1900 | _1900
_1900 | _1900
_1900 | _1900
_1900 | _1900
_1900 | _1900
_1900 | _1900
_1900 | _1900
_1900 | _1900
_1900 | _1900
_1900 | _1900
_1900 | _1900
_1900 | _1900
_1900 | _1900
_1900 | _1900
_1900 | _1900
_1900 | _1900
_1900 | _1900
_1900 | _1900
_1900 | _1900
_1900 | _1900
_1900 | _1900
_1900 | _1900
_1900 | _1900
_1900 | _1900
_1900 | _1900
_1900 | _1900
_1900 | _1900
_1900 | _1900
_1900 | _1900
_1900 | _1900
_1900 | _1900
_1900 | _1900
_1900 | _1900
_1900 | _1900
_1900 | _1900
_1900 | _1900
_1900 | _1900
_1900 | _1900
_1900 | _1900
_1900 | _1900
_1900 | _1900
_1900 | _1900
_1900 | _1900
_1900 | _1900
_1900 | _1900
_1900 | _1900
_1900 | _1900
_1900 | _1900
_1900 | _1900
_1900 | _1900
_1900 | _1900
_1900 | _1900
_1900 | _1900
_1900 | _1900
_1900 | _1900
_1900 | _1900
_1900 | _1900
_1900 | _1900
_1900 | _1900
_1900 | _1900
_1900 | _1900
_1900 | _1900
_1900 | _1900
_1900 | _1900
_1900 | _1900
_1900 | _1900
_1900 | _1900
_1900 | _1900
_1900 | _1900
_1900 | _1900
_1900 | _1900
_1900 | _1900
_1900 | _1900
_1900 | _1900
_1900 | _1900
_1900 | _1900
_1900 | _1900
_1900 | _1900
_1900 | _1900
_1900 | _1900
_1900 | _1900
_1900 | _1900
_1900 | _1900
_1900 | _1900
_1900 | _1900
_1900 | _1900
_1900 | _1900
_1900 | _1900
_1900 | _1900
_1900 | _1900
_1900 | _1900
_1900 | _1900
_1900 | _1900
_1900 | _1900
_1900 | _1900
_1900 | _1900
_1900 | _1900
_1900 | _1900
_1900 | _1900
_1900 | _1900
_1900 | _1900
_1900 | _1900
_1900 | _1900
_1900 | _1900
_1900 | _1900
_1900 | _1900
_1900 | _1900
_1900 | _1900
_1900 | _1900
_1900 | _1900
_1900 | _1900
_1900 | _1900
_1900 | _1900
_1900 | _1900
_1900 | _1900
_1900 | _1900
_1900 | _1900
_1900 | _1900
_1900 | _1900
_1900 | _1900
_1900 | _1900
_1900 | _1900
_1900 | _1900
_1900 | _1900
_1900 | _1900
_1900 | _1900
_1900 | _1900
_1900 | _1900
_1900 | _1900
_1900 | _1900
_1900 | _1900
_1900 | _1900
_1900 | _1900
_1900 | _1900
_1900 | _1900
_1900 | _1900
_1900 | _1900
_1900 | _1900
_1900 | _1900
_1900 | _1900
_1900 | _1900
_1900 | _1900
_1900 | _1900
_1900 | _1900
_1900 | _1900
_1900 | _1900
_1900 | _1900
_1900 | _1900
_1900 | _1900
_1900 | _1900
_1900 | _1900
_1900 | _1900
_1900 | _1900
_1900 | _1900
_1900 | _1900
_1900 | _1900
_1900 | _1900
_1900 | _1900
_1900 | _1900
_1900 | _1900
_1900 | _1900
_1900 | _1900
_1900 | _1900
_1900 | _1900
_1900 | _1900
_1900 | _1900
_1900 | _1900
_1900 | _1900
_1900 | _1900
_1900 | _1900
_1900 | _1900
_1900 | _1900
_1900 | _1900
_1900 | _1900
_1900 | _1900
_1900 | _1900
_1900 | _1900
_1900 | _1900
_1900 | _1900
_1900 | _1900
_1900 | _1900
_1900 | _1900
_1900 | _1900
_1900 | _1900
_1900 | _1900
_1900 | _1900
_1900 | _1900
_1900 | _1900
_1900 | _1900
_1900 | _1900
_1900 | _1900
_1900 | _1900
_1900 | _1900
_1900 | _1900
_1900 | _1900
_1900 | _1900
_1900 | _1900
_1900 | _1900
_1900 | _1900
_1900 | _1900
_1900 | _1900
_1900 | _1900
_1900 | _1900
_1900 | _1900
_1900 | _1900
_1900 | _1900
_1900 | _1900
_1900 | _1900
_1900 | _1900
_1900 | _1900
_1900 | _1900
_1900 | _1900
_1900 | _1900
_1900 | _1900
_1900 | _1900
_1900 | _1900
_1900 | _1900
_1900 | _1900
_1900 | _1900
_1900 | _1900
_1900 | _1900
_1900 | _1900
_1900 | _1900
_1900 | _1900
_1900 | _1900
_1900 | _1900
_1900 | _1900
_1900 | _1900
_1900 | _1900
_1900 | _1900
_1900 | _1900
_1900 | _1900
_1900 | _1900
_1900 | _1900
_1900 | _1900
_1900 | _1900
_1900 | _1900
_1900 | _1900
_1900 | _1900
_1900 | _1900
_1900 | _1900
_1900 | _1900
_1900 | _1900
_1900 | _1900
_1900 | _1900
_1900 | _1900
_1900 | _1900
_1900 | _1900
_1900 | _1900
_1900 | _1900
_1900 | _1900
_1900 | _1900
_1900 | _1900
_1900 | _1900
_1900 | _1900
_1900 | _1900
_1900 | _1900
_1900 | _1900
_1900 | _1900
_1900 | _1900
_1900 | _1900
_1900 | _1900
_1900 | _1900
_1900 | _1900
_1900 | _1900
_1900 | _1900
_1900 | _1900
_1900 | _1900
_1900 | _1900
_1900 | _1900
_1900 | _1900
_1900 | _1900
_1900 | _1900
_1900 | _1900
_1900 | _1900
_1900 | _1900
_1900 | _1900
_1900 | _1900
_1900 | _1900
_1900 | _1900
_1900 | _1900
_1900 | _1900
_1900 | _1900
_1900 | _1900
_1900 | _1900
_1900 | _1900
_1900 | _1900
_1900 | _1900
_1900 | _1900
_1900 | _1900
_1900 | _1900
_1900 | _1900
_1900 | _1900
_1900 | _1900
_1900 | _1900
_1900 | _1900
_1900 | _1900
_1900 | _1900
_1900 | _1900
_1900 | _1900
_1900 | _1900
_1900 | _1900
_1900 | _1900
_1900 | _1900
_1900 | _1900
_1900 | _1900
_1900 | _1900
_1900 | _1900
_1900 | _1900
_1900 | _1900
_1900 | _1900
_1900 | _1900
_1900 | _1900
_1900 | _1900
_1900 | _1900
_1900 | _1900
_1900 | _1900
_1900 | _1900
_1900 | _1900
_1900 | _1900
_1900 | _1900
_1900 | _1900
_1900 | _1900
_1900 | _1900
_1900 | _1900
_1900 | _1900
_1900 | _1900
_1900 | _1900
_1900 | _1900
_1900 | _1900
_1900 | _1900
_1900 | _1900
_1900 | _1900
_1900 | _1900
_1900 | _1900
_1900 | _1900
_1900 | _1900
_1900 | _1900
_1900 | _1900
_1900 | _1900
_1900 | _1900
_1900 | _1900
_1900 | _1900
_1900 | _1900
_1900 | _1900
_1900 | _1900
_1900 | _1900
_1900 | _1900
_1900 | _1900
_1900 | _1900
_1900 | _1900
_1900 | _1900
_1900 | _1900
_1900 | _1900
_1900 | _1900
_1900 | _1900
_1900 | _1900
_1900 | _1900
_1900 | _1900
_1900 | _1900
_1900 | _1900
_1900 | _1900
_1900 | _1900
_1900 | _1900
_1900 | _1900
_1900 | _1900
_1900 | _1900
_1900 | _1900
_1900 | _1900
_1900 | _1900
_1900 | _1900
_1900 | _1900
_1900 | _1900
_1900 | _1900
_1900 | _1900
_1900 | _1900
_1900 | _1900
_1900 | _1900
_1900 | _1900
_1900 | _1900
_1900 | _1900
_1900 | _1900
_1900 | _1900
_1900 | _1900
_1900 | _1900
_1900 | _1900
_1900 | _1900
_1900 | _1900
_1900 | _1900
_1900 | _1900
_1900 | _1900
_1900 | _1900
_1900 | _1900
_1900 | _1900
_1900 | _1900
_1900 | _1900
_1900 | _1900
_1900 | _1900
_1900 | _1900
_1900 | _1900
_1900 | _1900
_1900 | _1900
_1900 | _1900
_1900 | _1900
_1900 | _1900
_1900 | _1900
_1900 | _1900
_1900 | _1900
_1900 | _1900
_1900 | _1900
_1900 | _1900
_1900 | _1900
_1900 | _1900
_1900 | _1900
_1900 | _1900
_1900 | _1900
_1900 | _1900
_1900 | _1900
_1900 | _1900
_1900 | _1900
_1900 | _1900
_1900 | _1900
_1900 | _1900
_1900 | _1900
_1900 | _1900
_1900 | _1900
_1900 | _1900
_1900 | _1900
_1900 | _1900
_1900 | _1900
_1900 | _1900
_1900 | _1900
_1900 | _1900
_1900 | _1900
_1900 | _1900
_1900 | _1900
_1900 | _1900
_1900 | _1900
_1900 | _1900
_1900 | _1900
_1900 | _1900
_1900 | _1900
_1900 | _1900
_1900 | _1900
_1900 | _1900
_1900 | _1900
_1900 | _1900
_1900 | _1900
_1900 | _1900
_1900 | _1900
_1900 | _1900
_1900 | _1900
_1900 | _1900
_1900 | _1900
_1900 | _1900
_1900 | _1900
_1900 | _1900
_1900 | _1900
_1900 | _1900
_1900 | _1900
_1900 | _1900
_1900 | _1900
_1900 | _1900
_1900 | _1900
_1900 | _1900
_1900 | _1900
_1900 | _1900
_1900 | _1900
_1900 | _1900
_1900 | _1900
_1900 | _1900
_1900 | _1900
_1900 | _1900
_1900 | _1900
_1900 | _1900
_1900 | _1900
_1900 | _1900
_1900 | _1900
_1900 | _1900
_1900 | _1900
_1900 | _1900
_1900 | _1900
_1900 | _1900
_1900 | _1900
_1900 | _1900
_1900 | _1900
_1900 | _1900
_1900 | _1900
_1900 | _1900
_1900 | _1900
_1900 | _1900
_1900 | _1900
_1900 | _1900
_1900 | _1900
_1900 | _1900
_1900 | _1900
_1900 | _1900
_1900 | _1900
_1900 | _1900
_1900 | _1900
_1900 | _1900
_1900 | _1900
_1900 | _1900
_1900 | _1900
_1900 | _1900
_1900 | _1900
_1900 | _1900
_1900 | _1900
_1900 | _1900
_1900 | _1900
_1900 | _1900
_1900 | _1900
_1900 | _1900
_1900 | _1900
_1900 | _1900
_1900 | _1900
_1900 | _1900
_1900 | _1900
_1900 | _1900
_1900 | _1900
_1900 | _1900
_1900 | _1900
_1900 | _1900
_1900 | _1900
_1900 | _1900
_1900 | _1900
_1900 | _1900
_1900 | _1900
_1900 | _1900
_1900 | _1900
_1900 | _1900
_1900 | _1900
_1900 | _1900
_1900 | _1900
_1900 | _1900
_1900 | _1900
_1900 | _1900
_1900 | _1900
_1900 | _1900
_1900 | _1900
_1900 | _1900
_1900 | _1900
_1900 | _1900
_1900 | _1900
_1900 | _1900
_1900 | _1900
_1900 | _1900
_1900 | _1900
_1900 | _1900
_1900 | _1900
_1900 | _1900
_1900 | _1900
_1900 | _1900
_1900 | _1900
_1900 | _1900
_1900 | _1900
_1900 | _1900
_1900 | _1900
_1900 | _1900
_1900 | _1900
_1900 | _1900
_1900 | _1900
_1900 | _1900
_1900 | _1900
_1900 | _1900
_1900 | _1900
_1900 | _1900
_1900 | _1900
_1900 | _1900
_1900 | _1900
_1900 | _1900
_1900 | _1900
_1900 | _1900
_1900 | _1900
_1900 | _1900
_1900 | _1900
_1900 | _1900
_1900 | _1900
_1900 | _1900
_1900 | _1900
_1900 | _1900
_1900 | _1900
_1900 | _1900
_1900 | _1900
_1900 | _1900
_1900 | _1900
_1900 | _1900
_1900 | _1900
_1900 | _1900
_1900 | _1900
_1900 | _1900
_1900 | _1900
_1900 | _1900
_1900 | _1900
_1900 | _1900
_1900 | _1900
_1900 | _1900
_1900 | _1900
_1900 | _1900
_1900 | _1900
_1900 | _1900
_1900 | _1900
_1900 | _1900
_1900 | _1900
_1900 | _1900
_1900 | _1900
_1900 | _1900
_1900 | _1900
_1900 | _1900
_1900 | _1900
_1900 | _1900
_1900 | _1900
_1900 | _1900
_1900 | _1900
_1900 | _1900
_1900 | _1900
_1900 | _1900
_1900 | _1900
_1900 | _1900
_1900 | _1900
_1900 | _1900
_1900 | _1900
_1900 | _1900
_1900 | _1900
_1900 | _1900
_1900 | _1900
_1900 | _1900
_1900 | _1900
_1900 | _1900
_1900 | _1900
_1900 | _1900
_1900 | _1900
_1900 | _1900
_1900 | _1900
_1900 | _1900
_1900 | _1900
_1900 | _1900
_1900 | _1900
_1900 | _1900
_1900 | _1900
_1900 | _1900
_1900 | _1900
_1900 | _1900
_1900 | _1900
_1900 | _1900
_1900 | _1900
_1900 | _1900
_1900 | _1900
_1900 | _1900
_1900 | _1900
_1900 | _1900
_1900 | _1900
_1900 | _1900
_1900 | _1900
_1900 | _1900
_1900 | _1900
_1900 | _1900
_1900 | _1900
_1900 | _1900
_1900 | _1900
_1900 | _1900
_1900 | _1900
_1900 | _1900
_1900 | _1900
_1900 | _1900
_1900 | _1900
_1900 | _1900
_1900 | _1900
_1900 | _1900
_1900 | _1900
_1900 | _1900
_1900 | _1900
_1900 | _1900
_1900 | _1900
_1900 | _1900
_1900 | _1900
_1900 | _1900
_1900 | _1900
_1900 | _1900
_1900 | _1900
_1900 | _1900
_1900 | _1900
_1900 | _1900
_1900 | _1900
_1900 | _1900
_1900 | _1900
_1900 | _1900
_1900 | _1900
_1900 | _1900
_1900 | _1900
_1900 | _1900
_1900 | _1900
_1900 | _1900
_1900 | _1900
_1900 | _1900
_1900 | _1900
_1900 | _1900
_1900 | _1900
_1900 | _1900
_1900 | _1900
_1900 | _1900
_1900 | _1900
_1900 | _1900
_1900 | _1900
_1900 | _1900
_1900 | _1900
_1900 | _1900
_1900 | _1900
_1900 | _1900
_1900 | _1900
_1900 | _1900
_1900 | _1900
_1900 | _1900
_1900 | _1900
_1900 | _1900
_1900 | _1900
_1900 | _1900
_1900 | _1900
_1900 | _1900
_1900 | _1900
_1900 | _1900
_1900 | _1900
_1900 | _1900
_1900 | _1900
_1900 | _1900
_1900 | _1900
_1900 | _1900
_1900 | _1900
_1900 | _1900
_1900 | _1900
_1900 | _1900
_1900 | _1900
_1900 | _1900
_1900 | _1900
_1900 | _1900
_1900 | _1900
_1900 | _1900
_1900 | _1900
_1900 | _1900
_1900 | _1900
_1900 | _1900
_1900 | _1900
_1900 | _1900
_1900 | _1900
_1900 | _1900
_1900 | _1900
_1900 | _1900
_1900 | _1900
_1900 | _1900
_1900 | _1900
_1900 | _1900
_1900 | _1900
_1900 | _1900
_1900 | _1900
_1900 | _1900
_1900 | _1900
_1900 | _1900
_1900 | _1900
_1900 | _1900
_1900 | _1900
_1900 | _1900
_1900 | _1900
_1900 | _1900
_1900 | _1900
_1900 | _1900
_1900 | _1900
_1900 | _1900
_1900 | _1900
_1900 | _1900
_1900 | _1900
_1900 | _1900
_1900 | _1900
_1900 | _1900
_1900 | _1900
_1900 | _1900
_1900 | _1900
_1900 | _1900
_1900 | _1900
_1900 | _1900
_1900 | _1900
_1900 | _1900
_1900 | _1900
_1900 | _1900
_1900 | _1900
_1900 | _1900
_1900 | _1900
_1900 | _1900
_1900 | _1900
_1900 | _1900
_1900 | _1900
_1900 | _1900
_1900 | _1900
_1900 | _1900
_1900 | _1900
_1900 | _1900
_1900 | _1900
_1900 | _1900
_1900 | _1900
_1900 | _1900
_1900 | _1900
_1900 | _1900
_1900 | _1900
_1900 | _1900
_1900 | _1900
_1900 | _1900
_1900 | _1900
_1900 | _1900
_1900 | _1900
_1900 | _1900
_1900 | _1900
_1900 | _1900
_1900 | _1900
_1900 | _1900
_1900 | _1900
_1900 | _1900
_1900 | _1900
_1900 | _1900
_1900 | _1900
_1900 | _1900
_1900 | _1900
_1900 | _1900
_1900 | _1900
_1900 | _1900
_1900 | _1900
_1900 | _1900
_1900 | _1900
_1900 | _1900
_1900 | _1900
_1900 | _1900
_1900 | _1900
_1900 | _1900
_1900 | _1900
_1900 | _1900
_1900 | _1900
_1900 | _1900
_1900 | _1900
_1900 | _1900
_1900 | _1900
_1900 | _1900
_1900 | _1900
_1900 | _1900
_1900 | _1900
_1900 | _1900
_1900 | _1900
_1900 | _1900
_1900 | _1900
_1900 | _1900
_1900 | _1900
_1900 | _1900
_1900 | _1900
_1900 | _1900
_1900 | _1900
_1900 | _1900
_1900 | _1900
_1900 | _1900
_1900 | _1900
_1900 | _1900
_1900 | _1900
_1900 | _1900
_1900 | _1900
_1900 | _1900
_1900 | _1900
_1900 | _1900
_1900 | _1900
_1900 | _1900
_1900 | _1900
_1900 | _1900
_1900 | _1900
_1900 | _1900
_1900 | _1900
_1900 | _1900
_1900 | _1900
_1900 | _1900
_1900 | _1900
_1900 | _1900
_1900 | _1900
_1900 | _1900
_1900 | _1900
_1900 | _1900
_1900 | _1900
_1900 | _1900
_1900 | _1900
_1900 | _1900
_1900 | _1900
_1900 | _1900
_1900 | _1900
_1900 | _1900
_1900 | _1900
_1900 | _1900
_1900 | _1900
_1900 | _1900
_1900 | _1900
_1900 | _1900
_1900 | _1900
_1900 | _1900
_1900 | _1900
_1900 | _1900
_1900 | _1900
_1900 | _1900
_1900 | _1900
_1900 | _1900
_1900 | _1900
_1900 | _1900
_1900 | _1900
_1900 | _1900
_1900 | _1900
_1900 | _1900
_1900 | _1900
_1900 | _1900
_1900 | _1900
_1900 | _1900
_1900 | _1900
_1900 | _1900
_1900 | _1900
_1900 | _1900
_1900 | _1900
_1900 | _1900
_1900 | _1900
_1900 | _1900
_1900 | _1900
_1900 | _1900
_1900 | _1900
_1900 | _1900
_1900 | _1900
_1900 | _1900
_1900 | _1900
_1900 | _1900
_1900 | _1900
_1900 | _1900
_1900 | _1900
_1900 | _1900
_1900 | _1900
_1900 | _1900
_1900 | _1900
_1900 | _1900
_1900 | _1900
_1900 | _1900
_1900 | _1900
_1900 | _1900
_1900 | _1900
_1900 | _1900
_1900 | _1900
_1900 | _1900
_1900 | _1900
_1900 | _1900
_1900 | _1900
_1900 | _1900
_1900 | _1900
_1900 | _1900
_1900 | _1900
_1900 | _1900
_1900 | _1900
_1900 | _1900
_1900 | _1900
_1900 | _1900
_1900 | _1900
_1900 | _1900
_1900 | _1900
_1900 | _1900
_1900 | _1900
_1900 | _1900
_1900 | _1900
_1900 | _1900
_1900 | _1900
_1900 | _1900
_1900 | _1900
_1900 | _1900
_1900 | _1900
_1900 | _1900
_1900 | _1900
_1900 | _1900
_1900 | _1900
_1900 | _1900
_1900 | _1900
_1900 | _1900
_1900 | _1900
_1900 | _1900
_1900 | _1900
_1900 | _1900
_1900 | _1900
_1900 | _1900
_1900 | _1900
_1900 | _1900
_1900 | _1900
_1900 | _1900
_1900 | _1900
_1900 | _1900
_1900 | _1900
_1900 | _1900
_1900 | _1900
_1900 | _1900
_1900 | _1900
_1900 | _1900
_1900 | _1900
_1900 | _1900
_1900 | _1900
_1900 | _1900
_1900 | _1900
_1900 | _1900
_1900 | _1900
_1900 | _1900
_1900 | _1900
_1900 | _1900
_1900 | _1900
_1900 | _1900
_1900 | _1900
_1900 | _1900
_1900 | _1900
_1900 | _1900
_1900 | _1900
_1900 | _1900
_1900 | _1900
_1900 | _1900
_1900 | _1900
_1900 | _1900
_1900 | _1900
_1900 | _1900
_1900 | _1900
_1900 | _1900
_1900 | _1900
_1900 | _1900
_1900 | _1900
_1900 | _1900
_1900 | _1900
_1900 | _1900
_1900 | _1900
_1900 | _1900
_1900 | _1900
_1900 | _1900
_1900 | _1900
_1900 | _1900
_1900 | _1900
_1900 | _1900
_1900 | _1900
_1900 | _1900
_1900 | _1900
_1900 | _1900
_1900 | _1900
_1900 | _1900
_1900 | _1900
_1900 | _1900
_1900 | _1900
_1900 | _1900
_1900 | _1900
_1900 | _1900
_1900 | _1900
_1900 | _1900
_1900 | _1900
_1900 | _1900
_1900 | _1900
_1900 | _1900
_1900 | _1900
_1900 | _1900
_1900 | _1900
_1900 | _1900
_1900 | _1900
_1900 | _1900
_1900 | _1900
_1900 | _1900
_1900 | _1900
_1900 | _1900
_1900 | _1900
_1900 | _1900
_1900 | _1900
_1900 | _1900
_1900 | _1900
_1900 | _1900
_1900 | _1900
_1900 | _1900
_1900 | _1900
_1900 | _1900
_1900 | _1900
_1900 | _1900
_1900 | _1900
_1900 | _1900
_1900 | _1900
_1900 | _1900
_1900 | _1900
_1900 | _1900
_1900 | _1900
_1900 | _1900
_1900 | _1900
_1900 | _1900
_1900 | _1900
_1900 | _1900
_1900 | _1900
_1900 | _1900
_1900 | _1900
_1900 | _1900
_1900 | _1900
_1900 | _1900
_1900 | _1900
_1900 | _1900
_1900 | _1900
_1900 | _1900
_1900 | _1900
_1900 | _1900
_1900 | _1900
_1900 | _1900
_1900 | _1900
_1900 | _1900
_1900 | _1900
_1900 | _1900
_1900 | _1900
_1900 | _1900
_1900 | _1900
_1900 | _1900
_1900 | _1900
_1900 | _1900
_1900 | _1900
_1900 | _1900
_1900 | _1900
_1900 | _1900
_1900 | _1900
_1900 | _1900
_1900 | _1900
_1900 | _1900
_1900 | _1900
_1900 | _1900
_1900 | _1900
_1900 | _1900
_1900 | _1900
_1900 | _1900
_1900 | _1900
_1900 | _1900
_1900 | _1900
_1900 | _1900
_1900 | _1900
_1900 | _1900
_1900 | _1900
_1900 | _1900
_1900 | _1900
_1900 | _1900
_1900 | _1900
_1900 | _1900
_1900 | _1900
_1900 | _1900
_1900 | _1900
_1900 | _1900
_1900 | _1900
_1900 | _1900
_1900 | _1900
_1900 | _1900
_1900 | _1900
_1900 | _1900
_1900 | _1900
_1900 | _1900
_1900 | _1900
_1900 | _1900
_1900 | _1900
_1900 | _1900
_1900 | _1900
_1900 | _1900
_1900 | _1900
_1900 | _1900
_1900 | _1900
_1900 | _1900
_1900 | _1900
_1900 | _1900
_1900 | _1900
_1900 | _1900
_1900 | _1900
_1900 | _1900
_1900 | _1900
_1900 | _1900
_1900 | _1900
_1900 | _1900
_1900 | _1900
_1900 | _1900
_1900 | _1900
_1900 | _1900
_1900 | _1900
_1900 | _1900
_1900 | _1900
_1900 | _1900
_1900 | _1900
_1900 | _1900
_1900 | _1900
_1900 | _1900
_1900 | _1900
_1900 | _1900
_1900 | _1900
_1900 | _1900
_1900 | _1900
_1900 | _1900
_1900 | _1900
_1900 | _1900
_1900 | _1900
_1900 | _1900
_1900 | _1900
_1900 | _1900
_1900 | _1900
_1900 | _1900
_1900 | _1900
_1900 | _1900
_1900 | _1900
_1900 | _1900
_1900 | _1900
_1900 | _1900
_1900 | _1900
_1900 | _1900
_1900 | _1900
_1900 | _1900
_1900 | _1900
_1900 | _1900
_1900 | _1900
_1900 | _1900
_1900 | _1900
_1900 | _1900
_1900 | _1900
_1900 | _1900
_1900 | _1900
_1900 | _1900
_1900 | _1900
_1900 | _1900
_1900 | _1900
_1900 | _1900
_1900 | _1900
_1900 | _1900
_1900 | _1900
_1900 | _1900
_1900 | _1900
_1900 | _1900
_1900 | _1900
_1900 | _1900
_1900 | _1900
_1900 | _1900
_1900 | _1900
_1900 | _1900
_1900 | _1900
_1900 | _1900
_1900 | _1900
_1900 | _1900
_1900 | _1900
_1900 | _1900
_1900 | _1900
_1900 | _1900
_1900 | _1900
_1900 | _1900
_1900 | _1900
_1900 | _1900
_1900 | _1900
_1900 | _1900
_1900 | _1900
_1900 | _1900
_1900 | _1900
_1900 | _1900
_1900 | _1900
_1900 | _1900
_1900 | _1900
_1900 | _1900
_1900 | _1900
_1900 | _1900
_1900 | _1900
_1900 | _1900
_1900 | _1900
_1900 | _1900
_1900 | _1900
_1900 | _1900
_1900 | _1900
_1900 | _1900
_1900 | _1900
_1900 | _1900
_1900 | _1900
_1900 | _1900
_1900 | _1900
_1900 | _1900
_1900 | _1900
_1900 | _1900
_1900 | _1900
_1900 | _1900
_1900 | _1900
_1900 | _1900
_1900 | _1900
_1900 | _1900
_1900 | _1900
_1900 | _1900
_1900 | _1900
_1900 | _1900
_1900 | _1900
_1900 | _1900
_1900 | _1900
_1900 | _1900
_1900 | _1900
_1900 | _1900
_1900 | _1900
_1900 | _1900
_1900 | _1900
_1900 | _1900
_1900 | _1900
_1900 | _1900
_1900 | _1900
_1900 | _1900
_1900 | _1900
_1900 | _1900
_1900 | _1900
_1900 | _1900
_1900 | _1900
_1900 | _1900
_1900 | _1900
_1900 | _1900
_1900 | _1900
_1900 | _1900
_1900 | _1900
_1900 | _1900
_1900 | _1900
_1900 | _1900
_1900 | _1900
_1900 | _1900
_1900 | _1900
_1900 | _1900
_1900 | _1900
_1900 | _1900
_1900 | _1900
_1900 | _1900
_1900 | _1900
_1900 | _1900
_1900 | _1900
_1900 | _1900
_1900 | _1900
_1900 | _1900
_1900 | _1900
_1900 | _1900
_1900 | _1900
_1900 | _1900
_1900 | _1900
_1900 | _1900
_1900 | _1900
_1900 | _1900
_1900 | _1900
_1900 | _1900
_1900 | _1900
_1900 | _1900
_1900 | _1900
_1900 | _1900
_1900 | _1900
_1900 | _1900
_1900 | _1900
_1900 | _1900
_1900 | _1900
_1900 | _1900
_1900 | _1900
_1900 | _1900
_1900 | _1900
_1900 | _1900
_1900 | _1900
_1900 | _1900
_1900 | _1900
_1900 | _1900
_1900 | _1900
_1900 | _1900
_1900 | _1900
_1900 | _1900
_1900 | _1900
_1900 | _1900
_1900 | _1900
_1900 | _1900
_1900 | _1900
_1900 | _1900
_1900 | _1900
_1900 | _1900
_1900 | _1900
_1900 | _1900
_1900 | _1900
_1900 | _1900
_1900 | _1900
_1900 | _1900
_1900 | _1900
_1900 | _1900
_1900 | _1900
_1900 | _1900
_1900 | _1900
_1900 | _1900
_1900 | _1900
_1900 | _1900
_1900 | _1900
_1900 | _1900
_1900 | _1900
_1900 | _1900
_1900 | _1900
_1900 | _1900
_1900 | _1900
_1900 | _1900
_1900 | _1900
_1900 | _1900
_1900 | _1900
_1900 | _1900
_1900 | _1900
_1900 | _1900
_1900 | _1900
_1900 | _1900
_1900 | _1900
_1900 | _1900
_1900 | _1900
_1900 | _1900
_1900 | _1900
_1900 | _1900
_1900 | _1900
_1900 | _1900
_1900 | _1900
_1900 | _1900
_1900 | _1900
_1900 | _1900
_1900 | _1900
_1900 | _1900
_1900 | _1900
_1900 | _1900
_1900 | _1900
_1900 | _1900
_1900 | _1900
_1900 | _1900
_1900 | _1900
_1900 | _1900
_1900 | _1900
_1900 | _1900
_1900 | _1900
_1900 | _1900
_1900 | _1900
_1900 | _1900
_1900 | _1900
_1900 | _1900
_1900 | _1900
_1900 | _1900
_1900 | _1900
_1900 | _1900
_1900 | _1900
_1900 | _1900
_1900 | _1900
_1900 | _1900
_1900 | _1900
_1900 | _1900
_1900 | _1900
_1900 | _1900
_1900 | _1900
_1900 | _1900
_1900 | _1900
_1900 | _1900
_1900 | _1900
_1900 | _1900
_1900 | _1900
_1900 | _1900
_1900 | _1900
_1900 | _1900
_1900 | _1900
_1900 | _1900
_1900 | _1900
_1900 | _1900
_1900 | _1900
_1900 | _1900
_1900 | _1900
_1900 | _1900
_1900 | _1900
_1900 | _1900
_1900 | _1900
_1900 | _1900
_1900 | _1900
_1900 | _1900
_1900 | _1900
_1900 | _1900
_1900 | _1900
_1900 | _1900
_1900 | _1900
_1900 | _1900
_1900 | _1900
_1900 | _1900
_1900 | _1900
_1900 | _1900
_1900 | _1900
_1900 | _1900
_1900 | _1900
_1900 | _1900
_1900 | _1900
_1900 | _1900
_1900 | _1900
_1900 | _1900
_1900 | _1900
_1900 | _1900
_1900 | _1900
_1900 | _1900
_1900 | _1900
_1900 | _1900
_1900 | _1900
_1900 | _1900
_1900 | _1900
_1900 | _1900
_1900 | _1900
_1900 | _1900
_1900 | _1900
_1900 | _1900
_1900 | _1900
_1900 | _1900
_1900 | _1900
_1900 | _1900
_1900 | _1900
_1900 | _1900
_1900 | _1900
_1900 | _1900
_1900 | _1900
_1900 | _1900
_1900 | _1900
_1900 | _1900
_1900 | _1900
_1900 | _1900
_1900 | _1900
_1900 | _1900
_1900 | _1900
_1900 | _1900
_1900 | _1900
_1900 | _1900
_1900 | _1900
_1900 | _1900
_1900 | _1900
_1900 | _1900
_1900 | _1900
_1900 | _1900
_1900 | _1900
_1900 | _1900
_1900 | _1900
_1900 | _1900
_1900 | _1900
_1900 | _1900
_1900 | _1900
_1900 | _1900
_1900 | _1900
_1900 | _1900
_1900 | _1900
_1900 | _1900
_1900 | _1900
_1900 | _1900
_1900 | _1900
_1900 | _1900
_1900 | _1900
_1900 | _1900
_1900 | _1900
_1900 | _1900
_1900 | _1900
_1900 | _1900
_1900 | _1900
_1900 | _1900
_1900 | _1900
_1900 | _1900
_1900 | _1900
_1900 | _1900
_1900 | _1900
_1900 | _1900
_1900 | _1900
_1900 | _1900
_1900 | _1900
_1900 | _1900
_1900 | _1900
_1900 | _1900
_1900 | _1900
_1900 | _1900
_1900 | _1900
_1900 | _1900
_1900 | _1900
_1900 | _1900
_1900 | _1900
_1900 | _1900
_1900 | _1900
_1900 | _1900
_1900 | _1900
_1900 | _1900
_1900 | _1900
_1900 | _1900
_1900 | _1900
_1900 | _1900
_1900 | _1900
_1900 | _1900
_1900 | _1900
_1900 | _1900
_1900 | _1900
_1900 | _1900
_1900 | _1900
_1900 | _1900
_1900 | _1900
_1900 | _1900
_1900 | _1900
_1900 | _1900
_1900 | _1900
_1900 | _1900
_1900 | _1900
_1900 | _1900
_1900 | _1900
_1900 | _1900
_1900 | _1900
_1900 | _1900
_1900 | _1900
_1900 | _1900
_1900 | _1900
_1900 | _1900
_1900 | _1900
_1900 | _1900
_1900 | _1900
_1900 | _1900
_1900 | _1900
_1900 | _1900
_1900 | _1900
_1900 | _1900
_1900 | _1900
_1900 | _1900
_1900 | _1900
_1900 | _1900
_1900 | _1900
_1900 | _1900
_1900 | _1900
_1900 | _1900
_1900 | _1900
_1900 | _1900
_1900 | _1900
_1900 | _1900
_1900 | _1900
_1900 | _1900
_1900 | _1900
_1900 | _1900
_1900 | _1900
_1900 | _1900
_1900 | _1900
_1900 | _1900
_1900 | _1900
_1900 | _1900
_1900 | _1900
_1900 | _1900
_1900 | _1900
_1900 | _1900
_1900 | _1900
_1900 | _1900
_1900 | _1900
_1900 | _1900
_1900 | _1900
_1900 | _1900
_1900 | _1900
_1900 | _1900
_1900 | _1900
_1900 | _1900
_1900 | _1900
_1900 | _1900
_1900 | _1900
_1900 | _1900
_1900 | _1900
_1900 | _1900
_1900 | _1900
_1900 | _1900
_1900 | _1900
_1900 | _1900
_1900 | _1900
_1900 | _1900
_1900 | _1900
_1900 | _1900
_1900 | _1900
_1900 | _1900
_1900 | _1900
_1900 | _1900
_1900 | _1900
_1900 | _1900
_1900 | _1900
_1900 | _1900
_1900 | _1900
_1900 | _1900
_1900 | _1900
_1900 | _1900
_1900 | _1900
_1900 | _1900
_1900 | _1900
_1900 | _1900
_1900 | _1900
_1900 | _1900
_1900 | _1900
_1900 | _1900
_1900 | _1900
_1900 | _1900
_1900 | _1900
_1900 | _1900
_1900 | _1900
_1900 | _1900
_1900 | _1900
_1900 | _1900
_1900 | _1900
_1900 | _1900
_1900 | _1900
_1900 | _1900
_1900 | _1900
_1900 | _1900
_1900 | _1900
_1900 | _1900
_1900 | _1900
_1900 | _1900
_1900 | _1900
_1900 | _1900
_1900 | _1900
_1900 | _1900
_1900 | _1900
_1900 | _1900
_1900 | _1900
_1900 | _1900
_1900 | _1900
_1900 | _1900
_1900 | _1900
_1900 | _1900
_1900 | _1900
_1900 | _1900
_1900 | _1900
_1900 | _1900
_1900 | _1900
_1900 | _1900
_1900 | _1900
_1900 | _1900
_1900 | _1900
_1900 | _1900
_1900 | _1900
_1900 | _1900
_1900 | _1900
_1900 | _1900
_1900 | _1900
_1900 | _1900
_1900 | _1900
_1900 | _1900
_1900 | _1900
_1900 | _1900
_1900 | _1900
_1900 | _1900
_1900 | _1900
_1900 | _1900
_1900 | _1900
_1900 | _1900
_1900 | _1900
_1900 | _1900
_1900 | _1900
_1900 | _1900
_1900 | _1900
_1900 | _1900
_1900 | _1900
_1900 | _1900
_1900 | _1900
_1900 | _1900
_1900 | _1900
_1900 | _1900
_1900 | _1900
_1900 | _1900
_1900 | _1900
_1900 | _1900
_1900 | _1900
_1900 | _1900
_1900 | _1900
_1900 | _1900
_1900 | _1900
_1900 | _1900
_1900 | _1900
_1900 | _1900
_1900 | _1900
_1900 | _1900
_1900 | _1900
_1900 | _1900
_1900 | _1900
_1900 | _1900
_1900 | _1900
_1900 | _1900
_1900 | _1900
_1900 | _1900
_1900 | _1900
_1900 | _1900
_1900 | _1900
_1900 | _1900
_1900 | _1900
_1900 | _1900
_1900 | _1900
_1900 | _1900
_1900 | _1900
_1900 | _1900
_1900 | _1900
_1900 | _1900
_1900 | _1900
_1900 | _1900
_1900 | _1900
_1900 | _1900
_1900 | _1900
_1900 | _1900
_1900 | _1900
_1900 | _1900
_1900 | _1900
_1900 | _1900
_1900 | _1900
_1900 | _1900
_1900 | _1900
_1900 | _1900
_1900 | _1900
_1900 | _1900
_1900 | _1900
_1900 | _1900
_1900 | _1900
_1900 | _1900
_1900 | _1900
_1900 | _1900
_1900 | _1900
_1900 | _1900
_1900 | _1900
_1900 | _1900
_1900 | _1900
_1900 | _1900
_1900 | _1900
_1900 | _1900
_1900 | _1900
_1900 | _1900
_1900 | _1900
_1900 | _1900
_1900 | _1900
_1900 | _1900
_1900 | _1900
_1900 | _1900
_1900 | _1900
_1900 | _1900
_1900 | _1900
_1900 | _1900
_1900 | _1900
_1900 | _1900
_1900 | _1900
_1900 | _1900
_1900 | _1900
_1900 | _1900
_1900 | _1900
_1900 | _1900
_1900 | _1900
_1900 | _1900
_1900 | _1900
_1900 | _1900
_1900 | _1900
_1900 | _1900
_1900 | _1900
_1900 | _1900
_1900 | _1900
_1900 | _1900
_1900 | _1900
_1900 | _1900
_1900 | _1900
_1900 | _1900
_1900 | _1900
_1900 | _1900
_1900 | _1900
_1900 | _1900
_1900 | _1900
_1900 | _1900
_1900 | _1900
_1900 | _1900
_1900 | _1900
_1900 | _1900
_1900 | _1900
_1900 | _1900
_1900 | _1900
_1900 | _1900
_1900 | _1900
_1900 | _1900
_1900 | _1900
_1900 | _1900
_1900 | _1900
_1900 | _1900
_1900 | _1900
_1900 | _1900
_1900 | _1900
_1900 | _1900
_1900 | _1900
_1900 | _1900
_1900 | _1900
_1900 | _1900
_1900 | _1900
_1900 | _1900
_1900 | _1900
_1900 | _1900
_1900 | _1900
_1900 | _1900
_1900 | _1900
_1900 | _1900
_1900 | _1900
_1900 | _1900
_1900 | _1900
_1900 | _1900
_1900 | _1900
_1900 | _1900
_1900 | _1900
_1900 | _1900
_1900 | _1900
_1900 | _1900
_1900 | _1900
_1900 | _1900
_1900 | _1900
_1900 | _1900
_1900 | _1900
_1900 | _1900
_1900 | _1900
_1900 | _1900
_1900 | _1900
_1900 | _1900
_1900 | _1900
_1900 | _1900
_1900 | _1900
_1900 | _1900
_1900 | _1900
_1900 | _1900
_1900 | _1900
_1900 | _1900
_1900 | _1900
_1900 | _1900
_1900 | _1900
_1900 | _1900
_1900 | _1900
_1900 | _1900
_1900 | _1900
_1900 | _1900
_1900 | _1900
_1900 | _1900
_1900 | _1900
_1900 | _1900
_1900 | _1900
_1900 | _1900
_1900 | _1900
_1900 | _1900
_1900 | _1900
_1900 | _1900
_1900 | _1900
_1900 | _1900
_1900 | _1900
_1900 | _1900
_1900 | _1900
_1900 | _1900
_1900 | _1900
_1900 | _1900
_1900 | _1900
_1900 | _1900
_1900 | _1900
_1900 | _1900
_1900 | _1900
_1900 | _1900
_1900 | _1900
_1900 | _1900
_1900 | _1900
_1900 | _1900
_1900 | _1900
_1900 | _1900
_1900 | _1900
_1900 | _1900
_1900 | _1900
_1900 | _1900
_1900 | _1900
_1900 | _1900
_1900 | _1900
_1900 | _1900
_1900 | _1900
_1900 | _1900
_1900 | _1900
_1900 | _1900
_1900 | _1900
_1900 | _1900
_1900 | _1900
_1900 | _1900
_1900 | _1900
_1900 | _1900
_1900 | _1900
_1900 | _1900
_1900 | _1900
_1900 | _1900
_1900 | _1900
_1900 | _1900
_1900 | _1900
_1900 | _1900
_1900 | _1900
_1900 | _1900
_1900 | _1900
_1900 | _1900
_1900 | _1900
_1900 | _1900
_1900 | _1900
_1900 | _1900
_1900 | _1900
_1900 | _1900
_1900 | _1900
_1900 | _1900
_1900 | _1900
_1900 | _1900
_1900 | _1900
_1900 | _1900
_1900 | _1900
_1900 | _1900
_1900 | _1900
_1900 | _1900
_1900 | _1900
_1900 | _1900
_1900 | _1900
_1900 | _1900
_1900 | _1900
_1900 | _1900
_1900 | _1900
_1900 | _1900
_1900 | _1900
_1900 | _1900
_1900 | _1900
_1900 | _1900
_1900 | _1900
_1900 | _1900
_1900 | _1900
_1900 | _1900
_1900 | _1900
_1900 | _1900
_1900 | _1900
_1900 | _1900
_1900 | _1900
_1900 | _1900
_1900 | _1900
_1900 | _1900
_1900 | _1900
_1900 | _1900
_1900 | _1900
_1900 | _1900
_1900 | _1900
_1900 | _1900
_1900 | _1900
_1900 | _1900
_1900 | _1900
_1900 | _1900
_1900 | _1900
_1900 | _1900
_1900 | _1900
_1900 | _1900
_1900 | _1900
_1900 | _1900
_1900 | _1900
_1900 | _1900
_1900 | _1900
_1900 | _1900
_1900 | _1900
_1900 | _1900
_1900 | _1900
_1900 | _1900
_1900 | _1900
_1900 | _1900
_1900 | _1900
_1900 | _1900
_1900 | _1900
_1900 | _1900
_1900 | _1900
_1900 | _1900
_1900 | _1900
_1900 | _1900
_1900 | _1900
_1900 | _1900
_1900 | _1900
_1900 | _1900
_1900 | _1900
_1900 | _1900
_1900 | _1900
_1900 | _1900
_1900 | _1900
_1900 | _1900
_1900 | _1900
_1900 | _1900
_1900 | _1900
_1900 | _1900
_1900 | _1900
_1900 | _1900
_1900 | _1900
_1900 | _1900
_1900 | _1900
_1900 | _1900
_1900 | _1900
_1900 | _1900
_1900 | _1900
_1900 | _1900
_1900 | _1900
_1900 | _1900
_1900 | _1900
_1900 | _1900
_1900 | _1900
_1900 | _1900
_1900 | _1900
_1900 | _1900
_1900 | _1900
_1900 | _1900
_1900 | _1900
_1900 | _1900
_1900 | _1900
_1900 | _1900
_1900 | _1900
_1900 | _1900
_1900 | _1900
_1900 | _1900
_1900 | _1900
_1900 | _1900
_1900 | _1900
_1900 | _1900
_1900 | _1900
_1900 | _1900
_1900 | _1900
_1900 | _1900
_1900 | _1900
_1900 | _1900
_1900 | _1900
_1900 | _1900
_1900 | _1900
_1900 | _1900
_1900 | _1900
_1900 | _1900
_1900 | _1900
_1900 | _1900
_1900 | _1900
_1900 | _1900
_1900 | _1900
_1900 | _1900
_1900 | _1900
_1900 | _1900
_1900 | _1900
_1900 | _1900
_1900 | _1900
_1900 | _1900
_1900 | _1900
_1900 | _1900
_1900 | _1900
_1900 | _1900
_1900 | _1900
_1900 | _1900
_1900 | _1900
_1900 | _1900
_1900 | _1900
_1900 | _1900
_1900 | _1900
_1900 | _1900
_1900 | _1900
_1900 | _1900
_1900 | _1900
_1900 | _1900
_1900 | _1900
_1900 | _1900
_1900 | _1900
_1900 | _1900
_1900 | _1900
_1900 | _1900
_1900 | _1900
_1900 | _1900
_1900 | _1900
_1900 | _1900
_1900 | _1900
_1900 | _1900
_1900 | _1900
_1900 | _1900
_1900 | _1900
_1900 | _1900
_1900 | _1900
_1900 | _1900
_1900 | _1900
_1900 | _1900
_1900 | _1900
_1900 | _1900
_1900 | _1900
_1900 | _1900
_1900 | _1900
_1900 | _1900
_1900 | _1900
_1900 | _1900
_1900 | _1900
_1900 | _1900
_1900 | _1900
_1900 | _1900
_1900 | _1900
_1900 | _1900
_1900 | _1900
_1900 | _1900
_1900 | _1900
_1900 | _1900
_1900 | _1900
_1900 | _1900
_1900 | _1900
_1900 | _1900
_1900 | _1900
_1900 | _1900
_1900 | _1900
_1900 | _1900
_1900 | _1900
_1900 | _1900
_1900 | _1900
_1900 | _1900
_1900 | _1900
_1900 | _1900
_1900 | _1900
_1900 | _1900
_1900 | _1900
_1900 | _1900
_1900 | _1900
_1900 | _1900
_1900 | _1900
_1900 | _1900
_1900 | _1900
_1900 | _1900
_1900 | _1900
_1900 | _1900
_1900 | _1900
_1900 | _1900
_1900 | _1900
_1900 | _1900
_1900 | _1900
_1900 | _1900
_1900 | _1900
_1900 | _1900
_1900 | _1900
_1900 | _1900
_1900 | _1900
_1900 | _1900
_1900 | _1900
_1900 | _1900
_1900 | _1900
_1900 | _1900
_1900 | _1900
_1900 | _1900
_1900 | _1900
_1900 | _1900
_1900 | _1900
_1900 | _1900
_1900 | _1900
_1900 | _1900
_1900 | _1900
_1900 | _1900
_1900 | _1900
_1900 | _1900
_1900 | _1900
_1900 | _1900
_1900 | _1900
_1900 | _1900
_1900 | _1900
_1900 | _1900
_1900 | _1900
_1900 | _1900
_1900 | _1900
_1900 | _1900
_1900 | _1900
_1900 | _1900
_1900 | _1900
_1900 | _1900
_1900 | _1900
_1900 | _1900
_1900 | _1900
_1900 | _1900
_1900 | _1900
_1900 | _1900
_1900 | _1900
_1900 | _1900
_1900 | _1900
_1900 | _1900
_1900 | _1900
_1900 | _1900
_1900 | _1900
_1900 | _1900
_1900 | _1900
_1900 | _1900
_1900 | _1900
_1900 | _1900
_1900 | _1900
_1900 | _1900
_1900 | _1900
_1900 | _1900
_1900 | _1900
_1900 | _1900
_1900 | _1900
_1900 | _1900
_1900 | _1900
_1900 | _1900
_1900 | _1900
_1900 | _1900
_1900 | _1900
_1900 | _1900
_1900 | _1900
_1900 | _1900
_1900 | _1900
_1900 | _1900
_1900 | _1900
_1900 | _1900
_1900 | _1900
_1900 | _1900
_1900 | _1900
_1900 | _1900
_1900 | _1900
_1900 | _1900
_1900 | _1900
_1900 | _1900
_1900 | _1900
_1900 | _1900
_1900 | _1900
_1900 | _1900
_1900 | _1900
_1900 | _1900
_1900 | _1900
_1900 | _1900
_1900 | _1900
_1900 | _1900
_1900 | _1900
_1900 | _1900
_1900 | _1900
_1900 | _1900
_1900 | _1900
_1900 | _1900
_1900 | _1900
_1900 | _1900
_1900 | _1900
_1900 | _1900
_1900 | _1900
_1900 | _1900
_1900 | _1900
_1900 | _1900
_1900 | _1900
_1900 | _1900
_1900 | _1900
_1900 | _1900
_1900 | _1900
_1900 | _1900
_1900 | _1900
_1900 | _1900
_1900 | _1900
_1900 | _1900
_1900 | _1900
_1900 | _1900
_1900 | _1900
_1900 | _1900
_1900 | _1900
_1900 | _1900
_1900 | _1900
_1900 | _1900
_1900 | _1900
_1900 | _1900
_1900 | _1900
_1900 | _1900
_1900 | _1900
_1900 | _1900
_1900 | _1900
_1900 | _1900
_1900 | _1900
_1900 | _1900
_1900 | _1900
_1900 | _1900
_1900 | _1900
_1900 | _1900
_1900 | _1900
_1900 | _1900
_1900 | _1900
_1900 | _1900
_1900 | _1900
_1900 | _1900
_1900 | _1900
_1900 | _1900
_1900 | _1900
_1900 | _1900
_1900 | _1900
_1900 | _1900
_1900 | _1900
_1900 | _1900
_1900 | _1900
_1900 | _1900
_1900 | _1900
_1900 | _1900
_1900 | _1900
_1900 | _1900
_1900 | _1900
_1900 | _1900
_1900 | _1900
_1900 | _1900
_1900 | _1900
_1900 | _1900
_1900 | _1900
_1900 | _1900
_1900 | _1900
_1900 | _1900
_1900 | _1900
_1900 | _1900
_1900 | _1900
_1900 | _1900
_1900 | _1900
_1900 | _1900
_1900 | _1900
_1900 | _1900
_1900 | _1900
_1900 | _1900
_1900 | _1900
_1900 | _1900
_1900 | _1900
_1900 | _1900
_1900 | _1900
_1900 | _1900
_1900 | _1900
_1900 | _1900
_1900 | _1900
_1900 | _1900
_1900 | _1900
_1900 | _1900
_1900 | _1900
_1900 | _1900
_1900 | _1900
_1900 | _1900
_1900 | _1900
_1900 | _1900
_1900 | _1900
_1900 | _1900
_1900 | _1900
_1900 | _1900
_1900 | _1900
_1900 | _1900
_1900 | _1900
_1900 | _1900
_1900 | _1900
_1900 | _1900
_1900 | _1900
_1900 | _1900
_1900 | _1900
_1900 | _1900
_1900 | _1900
_1900 | _1900
_1900 | _1900
_1900 | _1900
_1900 | _1900
_1900 | _1900
_1900 | _1900
_1900 | _1900
_1900 | _1900
_1900 | _1900
_1900 | _1900
_1900 | _1900
_1900 | _1900
_1900 | _1900
_1900 | _1900
_1900 | _1900
_1900 | _1900
_1900 | _1900
_1900 | _1900
_1900 | _1900
_1900 | _1900
_1900 | _1900
_1900 | _1900
_1900 | _1900
_1900 | _1900
_1900 | _1900
_1900 | _1900
_1900 | _1900
_1900 | _1900
_1900 | _1900
_1900 | _1900
_1900 | _1900
_1900 | _1900
_1900 | _1900
_1900 | _1900
_1900 | _1900
_1900 | _1900
_1900 | _1900
_1900 | _1900
_1900 | _1900
_1900 | _1900
_1900 | _1900
_1900 | _1900
_1900 | _1900
_1900 | _1900
_1900 | _1900
_1900 | _1900
_1900 | _1900
_1900 | _1900
_1900 | _1900
_1900 | _1900
_1900 | _1900
_1900 | _1900
_1900 | _1900
_1900 | _1900
_1900 | _1900
_1900 | _1900
_1900 | _1900
_1900 | _1900
_1900 | _1900
_1900 | _1900
_1900 | _1900
_1900 | _1900
_1900 | _1900
_1900 | _1900
_1900 | _1900
_1900 | _1900
_1900 | _1900
_1900 | _1900
_1900 | _1900
_1900 | _1900
_1900 | _1900
_1900 | _1900
_1900 | _1900
_1900 | _1900
_1900 | _1900
_1900 | _1900
_1900 | _1900
_1900 | _1900
_1900 | _1900
_1900 | _1900
_1900 | _1900
_1900 | _1900
_1900 | _1900
_1900 | _1900
_1900 | _1900
_1900 | _1900
_1900 | _1900
_1900 | _1900
_1900 | _1900
_1900 | _1900
_1900 | _1900
_1900 | _1900
_1900 | _1900
_1900 | _1900
_1900 | _1900
_1900 | _1900
_1900 | _1900
_1900 | _1900
_1900 | _1900
_1900 | _1900
_1900 | _1900
_1900 | _1900
_1900 | _1900
_1900 | _1900
_1900 | _1900
_1900 | _1900
_1900 | _1900
_1900 | _1900
_1900 | _1900
_1900 | _1900
_1900 | _1900
_1900 | _1900
_1900 | _1900
_1900 | _1900
_1900 | _1900
_1900 | _1900
_1900 | _1900
_1900 | _1900
_1900 | _1900
_1900 | _1900
_1900 | _1900
_1900 | _1900
_1900 | _1900
_1900 | _1900
_1900 | _1900
_1900 | _1900
_1900 | _1900
_1900 | _1900
_1900 | _1900
_1900 | _1900
_1900 | _1900
_1900 | _1900
_1900 | _1900
_1900 | _1900
_1900 | _1900
_1900 | _1900
_1900 | _1900
_1900 | _1900
_1900 | _1900
_1900 | _1900
_1900 | _1900
_1900 | _1900
_1900 | _1900
_1900 | _1900
_1900 | _1900
_1900 | _1900
_1900 | _1900
_1900 | _1900
_1900 | _1900
_1900 | _1900
_1900 | _1900
_1900 | _1900
_1900 | _1900
_1900 | _1900
_1900 | _1900
_1900 | _1900
_1900 | _1900
_1900 | _1900
_1900 | _1900
_1900 | _1900
_1900 | _1900
_1900 | _1900
_1900 | _1900
_1900 | _1900
_1900 | _1900
_1900 | _1900
_1900 | _1900
_1900 | _1900
_1900 | _1900
_1900 | _1900
_1900 | _1900
_1900 | _1900
_1900 | _1900
_1900 | _1900
_1900 | _1900
_1900 | _1900
_1900 | _1900
_1900 | _1900
_1900 | _1900
_1900 | _1900
_1900 | _1900
_1900 | _1900
_1900 | _1900
_1900 | _1900
_1900 | _1900
_1900 | _1900
_1900 | _1900
_1900 | _1900
_1900 | _1900
_1900 | _1900
_1900 | _1900
_1900 | _1900
_1900 | _1900
_1900 | _1900
_1900 | _1900
_1900 | _1900
_1900 | _1900
_1900 | _1900
_1900 | _1900
_1900 | _1900
_1900 | _1900
_1900 | _1900
_1900 | _1900
_1900 | _1900
_1900 | _1900
_1900 | _1900
_1900 | _1900
_1900 | _1900
_1900 | _1900
_1900 | _1900
_1900 | _1900
_1900 | _1900
_1900 | _1900
_1900 | _1900
_1900 | _1900
_1900 | _1900
_1900 | _1900
_1900 | _1900
_1900 | _1900
_1900 | _1900
_1900 | _1900
_1900 | _1900
_1900 | _1900
_1900 | _1900
_1900 | _1900
_1900 | _1900
_1900 | _1900
_1900 | _1900
_1900 | _1900
_1900 | _1900
_1900 | _1900
_1900 | _1900
_1900 | _1900
_1900 | _1900
_1900 | _1900
_1900 | _1900
_1900 | _1900
_1900 | _1900
_1900 | _1900
_1900 | _1900
_1900 | _1900
_1900 | _1900
_1900 | _1900
_1900 | _1900
_1900 | _1900
_1900 | _1900
_1900 | _1900
_1900 | _1900
_1900 | _1900
_1900 | _1900
_1900 | _1900
_1900 | _1900
_1900 | _1900
_1900 | _1900
_1900 | _1900
_1900 | _1900
_1900 | _1900
_1900 | _1900
_1900 | _1900
_1900 | _1900
_1900 | _1900
_1900 | _1900
_1900 | _1900
_1900 | _1900
_1900 | _1900
_1900 | _1900
_1900 | _1900
_1900 | _1900
_1900 | _1900
_1900 | _1900
_1900 | _1900
_1900 | _1900
_1900 | _1900
_1900 | _1900
_1900 | _1900
_1900 | _1900
_1900 | _1900
_1900 | _1900
_1900 | _1900
_1900 | _1900
_1900 | _1900
_1900 | _1900
_1900 | _1900
_1900 | _1900
_1900 | _1900
_1900 | _1900
_1900 | _1900
_1900 | _1900
_1900 | _1900
_1900 | _1900
_1900 | _1900
_1900 | _1900
_1900 | _1900
_1900 | _1900
_1900 | _1900
_1900 | _1900
_1900 | _1900
_1900 | _1900
_1900 | _1900
_1900 | _1900
_1900 | _1900
_1900 | _1900
_1900 | _1900
_1900 | _1900
_1900 | _1900
_1900 | _1900
_1900 | _1900
_1900 | _1900
_1900 | _1900
_1900 | _1900
_1900 | _1900
_1900 | _1900
_1900 | _1900
_1900 | _1900
_1900 | _1900
_1900 | _1900
_1900 | _1900
_1900 | _1900
_1900 | _1900
_1900 | _1900
_1900 | _1900
_1900 | _1900
_1900 | _1900
_1900 | _1900
_1900 | _1900
_1900 | _1900
_1900 | _1900
_1900 | _1900
_1900 | _1900
_1900 | _1900
_1900 | _1900
_1900 | _1900
_1900 | _1900
_1900 | _1900
_1900 | _1900
_1900 | _1900
_1900 | _1900
_1900 | _1900
_1900 | _1900
_1900 | _1900
_1900 | _1900
_1900 | _1900
_1900 | _1900
_1900 | _1900
_1900 | _1900
_1900 | _1900
_1900 | _1900
_1900 | _1900
_1900 | _1900
_1900 | _1900
_1900 | _1900
_1900 | _1900
_1900 | _1900
_1900 | _1900
_1900 | _1900
_1900 | _1900
_1900 | _1900
_1900 | _1900
_1900 | _1900
_1900 | _1900
_1900 | _1900
_1900 | _1900
_1900 | _1900
_1900 | _1900
_1900 | _1900
_1900 | _1900
_1900 | _1900
_1900 | _1900
_1900 | _1900
_1900 | _1900
_1900 | _1900
_1900 | _1900
_1900 | _1900
_1900 | _1900
_1900 | _1900
_1900 | _1900
_1900 | _1900
_1900 | _1900
_1900 | _1900
_1900 | _1900
_1900 | _1900
_1900 | _1900
_1900 | _1900
_1900 | _1900
_1900 | _1900
_1900 | _1900
_1900 | _1900
_1900 | _1900
_1900 | _1900
_1900 | _1900
_1900 | _1900
_1900 | _1900
_1900 | _1900
_1900 | _1900
_1900 | _1900
_1900 | _1900
_1900 | _1900
_1900 | _1900
_1900 | _1900
_1900 | _1900
_1900 | _1900
_1900 | _1900
_1900 | _1900
_1900 | _1900
_1900 | _1900
_1900 | _1900
_1900 | _1900
_1900 | _1900
_1900 | _1900
_1900 | _1900
_1900 | _1900
_1900 | _1900
_1900 | _1900
_1900 | _1900
_1900 | _1900
_1900 | _1900
_1900 | _1900
_1900 | _1900
_1900 | _1900
_1900 | _1900
_1900 | _1900
_1900 | _1900
_1900 | _1900
_1900 | _1900
_1900 | _1900
_1900 | _1900
_1900 | _1900
_1900 | _1900
_1900 | _1900
_1900 | _1900
_1900 | _1900
_1900 | _1900
_1900 | _1900
_1900 | _1900
_1900 | _1900
_1900 | _1900
_1900 | _1900
_1900 | _1900
_1900 | _1900
_1900 | _1900
_1900 | _1900
_1900 | _1900
_1900 | _1900
_1900 | _1900
_1900 | _1900
_1900 | _1900
_1900 | _1900
_1900 | _1900
_1900 | _1900
_1900 | _1900
_1900 | _1900
_1900 | _1900
_1900 | _1900
_1900 | _1900
_1900 | _1900
_1900 | _1900
_1900 | _1900
_1900 | _1900
_1900 | _1900
_1900 | _1900
_1900 | _1900
_1900 | _1900
_1900 | _1900
_1900 | _1900
_1900 | _1900
_1900 | _1900
_1900 | _1900
_1900 | _1900
_1900 | _1900
_1900 | _1900
_1900 | _1900
_1900 | _1900
_1900 | _1900
_1900 | _1900
_1900 | _1900
_1900 | _1900
_1900 | _1900
_1900 | _1900
_1900 | _1900
_1900 | _1900
_1900 | _1900
_1900 | _1900
_1900 | _1900
_1900 | _1900
_1900 | _1900
_1900 | _1900
_1900 | _1900
_1900 | _1900
_1900 | _1900
_1900 | _1900
_1900 | _1900
_1900 | _1900
_1900 | _1900
_1900 | _1900
_1900 | _1900
_1900 | _1900
_1900 | _1900
_1900 | _1900
_1900 | _1900
_1900 | _1900
_1900 | _1900
_1900 | _1900
_1900 | _1900
_1900 | _1900
_1900 | _1900
_1900 | _1900
_1900 | _1900
_1900 | _1900
_1900 | _1900
_1900 | _1900
_1900 | _1900
_1900 | _1900
_1900 | _1900
_1900 | _1900
_1900 | _1900
_1900 | _1900
_1900 | _1900
_1900 | _1900
_1900 | _1900
_1900 | _1900
_1900 | _1900
_1900 | _1900
_1900 | _1900
_1900 | _1900
_1900 | _1900
_1900 | _1900
_1900 | _1900
_1900 | _1900
_1900 | _1900
_1900 | _1900
_1900 | _1900
_1900 | _1900
_1900 | _1900
_1900 | _1900
_1900 | _1900
_1900 | _1900
_1900 | _1900
_1900 | _1900
_1900 | _1900
_1900 | _1900
_1900 | _1900
_1900 | _1900
_1900 | _1900
_1900 | _1900
_1900 | _1900
_1900 | _1900
_1900 | _1900
_1900 | _1900
_1900 | _1900
_1900 | _1900
_1900 | _1900
_1900 | _1900
_1900 | _1900
_1900 | _1900
_1900 | _1900
_1900 | _1900
_1900 | _1900
_1900 | _1900
_1900 | _1900
_1900 | _1900
_1900 | _1900
_1900 | _1900
_1900 | _1900
_1900 | _1900
_1900 | _1900
_1900 | _1900
_1900 | _1900
_1900 | _1900
_1900 | _1900
_1900 | _1900
_1900 | _1900
_1900 | _1900
_1900 | _1900
_1900 | _1900
_1900 | _1900
_1900 | _1900
_1900 | _1900
_1900 | _1900
_1900 | _1900
_1900 | _1900
_1900 | _1900
_1900 | _1900
_1900 | _1900
_1900 | _1900
_1900 | _1900
_1900 | _1900
_1900 | _1900
_1900 | _1900
_1900 | _1900
_1900 | _1900
_1900 | _1900
_1900 | _1900
_1900 | _1900
_1900 | _1900
_1900 | _1900
_1900 | _1900
_1900 | _1900
_1900 | _1900
_1900 | _1900
_1900 | _1900
_1900 | _1900
_1900 | _1900
_1900 | _1900
_1900 | _1900
_1900 | _1900
_1900 | _1900
_1900 | _1900
_1900 | _1900
_1900 | _1900
_1900 | _1900
_1900 | _1900
_1900 | _1900
_1900 | _1900
_1900 | _1900
_1900 | _1900
_1900 | _1900
_1900 | _1900
_1900 | _1900
_1900 | _1900
_1900 | _1900
_1900 | _1900
_1900 | _1900
_1900 | _1900
_1900 | _1900
_1900 | _1900
_1900 | _1900
_1900 | _1900
_1900 | _1900
_1900 | _1900
_1900 | _1900
_1900 | _1900
_1900 | _1900
_1900 | _1900
_1900 | _1900
_1900 | _1900
_1900 | _1900
_1900 | _1900
_1900 | _1900
_1900 | _1900
_1900 | _1900
_1900 | _1900
_1900 | _1900
_1900 | _1900
_1900 | _1900
_1900 | _1900
_1900 | _1900
_1900 | _1900
_1900 | _1900
_1900 | _1900
_1900 | _1900
_1900 | _1900
_1900 | _1900
_1900 | _1900
_1900 | _1900
_1900 | _1900
_1900 | _1900
_1900 | _1900
_1900 | _1900
_1900 | _1900
_1900 | _1900
_1900 | _1900
_1900 | _1900
_1900 | _1900
_1900 | _1900
_1900 | _1900
_1900 | _1900
_1900 | _1900
_1900 | _1900
_1900 | _1900
_1900 | _1900
_1900 | _1900
_1900 | _1900
_1900 | _1900
_1900 | _1900
_1900 | _1900
_1900 | _1900
_1900 | _1900
_1900 | _1900
_1900 | _1900
_1900 | _1900
_1900 | _1900
_1900 | _1900
_1900 | _1900
_1900 | _1900
_1900 | _1900
_1900 | _1900
_1900 | _1900
_1900 | _1900
_1900 | _1900
_1900 | _1900
_1900 | _1900
_1900 | _1900
_1900 | _1900
_1900 | _1900
_1900 | _1900
_1900 | _1900
_1900 | _1900
_1900 | _1900
_1900 | _1900
_1900 | _1900
_1900 | _1900
_1900 | _1900
_1900 | _1900
_1900 | _1900
_1900 | _1900
_1900 | _1900
_1900 | _1900
_1900 | _1900
_1900 | _1900
_1900 | _1900
_1900 | _1900
_1900 | _1900
_1900 | _1900
_1900 | _1900
_1900 | _1900
_1900 | _1900
_1900 | _1900
_1900 | _1900
_1900 | _1900
_1900 | _1900
_1900 | _1900
_1900 | _1900
_1900 | _1900
_1900 | _1900
_1900 | _1900
_1900 | _1900
_1900 | _1900
_1900 | _1900
_1900 | _1900
_1900 | _1900
_1900 | _1900
_1900 | _1900
_1900 | _1900
_1900 | _1900
_1900 | _1900
_1900 | _1900
_1900 | _1900
_1900 | _1900
_1900 | _1900
_1900 | _1900
_1900 | _1900
_1900 | _1900
_1900 | _1900
_1900 | _1900
_1900 | _1900
_1900 | _1900
_1900 | _1900
_1900 | _1900
_1900 | _1900
_1900 | _1900
_1900 | _1900
_1900 | _1900
_1900 | _1900
_1900 | _1900
_1900 | _1900
_1900 | _1900
_1900 | _1900
_1900 | _1900
_1900 | _1900
_1900 | _1900
_1900 | _1900
_1900 | _1900
_1900 | _1900
_1900 | _1900
_1900 | _1900
_1900 | _1900
_1900 | _1900
_1900 | _1900
_1900 | _1900
_1900 | _1900
_1900 | _1900
_1900 | _1900
_1900 | _1900
_1900 | _1900
_1900 | _1900
_1900 | _1900
_1900 | _1900
_1900 | _1900
_1900 | _1900
_1900 | _1900
_1900 | _1900
_1900 | _1900
_1900 | _1900
_1900 | _1900
_1900 | _1900
_1900 | _1900
_1900 | _1900
_1900 | _1900
_1900 | _1900
_1900 | _1900
_1900 | _1900
_1900 | _1900
_1900 | _1900
_1900 | _1900
_1900 | _1900
_1900 | _1900
_1900 | _1900
_1900 | _1900
_1900 | _1900
_1900 | _1900
_1900 | _1900
_1900 | _1900
_1900 | _1900
_1900 | _1900
_1900 | _1900
_1900 | _1900
_1900 | _1900
_1900 | _1900
_1900 | _1900
_1900 | _1900
_1900 | _1900
_1900 | _1900
_1900 | _1900
_1900 | _1900
_1900 | _1900
_1900 | _1900
_1900 | _1900
_1900 | _1900
_1900 | _1900
_1900 | _1900
_1900 | _1900
_1900 | _1900
_1900 | _1900
_1900 | _1900
_1900 | _1900
_1900 | _1900
_1900 | _1900
_1900 | _1900
_1900 | _1900
_1900 | _1900
_1900 | _1900
_1900 | _1900
_1900 | _1900
_1900 | _1900
_1900 | _1900
_1900 | _1900
_1900 | _1900
_1900 | _1900
_1900 | _1900
_1900 | _1900
_1900 | _1900
_1900 | _1900
_1900 | _1900
_1900 | _1900
_1900 | _1900
_1900 | _1900
_1900 | _1900
_1900 | _1900
_1900 | _1900
_1900 | _1900
_1900 | _1900
_1900 | _1900
_1900 | _1900
_1900 | _1900
_1900 | _1900
_1900 | _1900
_1900 | _1900
_1900 | _1900
_1900 | _1900
_1900 | _1900
_1900 | _1900
_1900 | _1900
_1900 | _1900
_1900 | _1900
_1900 | _1900
_1900 | _1900
_1900 | _1900
_1900 | _1900
_1900 | _1900
_1900 | _1900
_1900 | _1900
_1900 | _1900
_1900 | _1900
_1900 | _1900
_1900 | _1900
_1900 | _1900
_1900 | _1900
_1900 | _1900
_1900 | _1900
_1900 | _1900
_1900 | _1900
_1900 | _1900
_1900 | _1900
_1900 | _1900
_1900 | _1900
_1900 | _1900
_1900 | _1900
_1900 | _1900
_1900 | _1900
_1900 | _1900
_1900 | _1900
_1900 | _1900
_1900 | _1900
_1900 | _1900
_1900 | _1900
_1900 | _1900
_1900 | _1900
_1900 | _1900
_1900 | _1900
_1900 | _1900
_1900 | _1900
_1900 | _1900
_1900 | _1900
_1900 | _1900
_1900 | _1900
_1900 | _1900
_1900 | _1900
_1900 | _1900
_1900 | _1900
_1900 | _1900
_1900 | _1900
_1900 | _1900
_1900 | _1900
_1900 | _1900
_1900 | _1900
_1900 | _1900
_1900 | _1900
_1900 | _1900
_1900 | _1900
_1900 | _1900
_1900 | _1900
_1900 | _1900
_1900 | _1900
_1900 | _1900
_1900 | _1900
_1900 | _1900
_1900 | _1900
_1900 | _1900
_1900 | _1900
_1900 | _1900
_1900 | _1900
_1900 | _1900
_1900 | _1900
_1900 | _1900
_1900 | _1900
_1900 | _1900
_1900 | _1900
_1900 | _1900
_1900 | _1900
_1900 | _1900
_1900 | _1900
_1900 | _1900
_1900 | _1900
_1900 | _1900
_1900 | _1900
_1900 | _1900
_1900 | _1900
_1900 | _1900
_1900 | _1900
_1900 | _1900
_1900 | _1900
_1900 | _1900
_1900 | _1900
_1900 | _1900
_1900 | _1900
_1900 | _1900
_1900 | _1900
_1900 | _1900
_1900 | _1900
_1900 | _1900
_1900 | _1900
_1900 | _1900
_1900 | _1900
_1900 | _1900
_1900 | _1900
_1900 | _1900
_1900 | _1900
_1900 | _1900
_1900 | _1900
_1900 | _1900
_1900 | _1900
_1900 | _1900
_1900 | _1900
_1900 | _1900
_1900 | _1900
_1900 | _1900
_1900 | _1900
_1900 | _1900
_1900 | _1900
_1900 | _1900
_1900 | _1900
_1900 | _1900
_1900 | _1900
_1900 | _1900
_1900 | _1900
_1900 | _1900
_1900 | _1900
_1900 | _1900
_1900 | _1900
_1900 | _1900
_1900 | _1900
_1900 | _1900
_1900 | _1900
_1900 | _1900
_1900 | _1900
_1900 | _1900
_1900 | _1900
_1900 | _1900
_1900 | _1900
_1900 | _1900
_1900 | _1900
_1900 | _1900
_1900 | _1900
_1900 | _1900
_1900 | _1900
_1900 | _1900
_1900 | _1900
_1900 | _1900
_1900 | _1900
_1900 | _1900
_1900 | _1900
_1900 | _1900
_1900 | _1900
_1900 | _1900
_1900 | _1900
_1900 | _1900
_1900 | _1900
_1900 | _1900
_1900 | _1900
_1900 | _1900
_1900 | _1900
_1900 | _1900
_1900 | _1900
_1900 | _1900
_1900 | _1900
_1900 | _1900
_1900 | _1900
_1900 | _1900
_1900 | _1900
_1900 | _1900
_1900 | _1900
_1900 | _1900
_1900 | _1900
_1900 | _1900
_1900 | _1900
_1900 | _1900
_1900 | _1900
_1900 | _1900
_1900 | _1900
_1900 | _1900
_1900 | _1900
_1900 | _1900
_1900 | _1900
_1900 | _1900
_1900 | _1900
_1900 | _1900
_1900 | _1900
_1900 | _1900
_1900 | _1900
_1900 | _1900
_1900 | _1900
_1900 | _1900
_1900 | _1900
_1900 | _1900
_1900 | _1900
_1900 | _1900
_1900 | _1900
_1900 | _1900
_1900 | _1900
_1900 | _1900
_1900 | _1900
_1900 | _1900
_1900 | _1900
_1900 | _1900
_1900 | _1900
_1900 | _1900
_1900 | _1900
_1900 | _1900
_1900 | _1900
_1900 | _1900
_1900 | _1900
_1900 | _1900
_1900 | _1900
_1900 | _1900
_1900 | _1900
_1900 | _1900
_1900 | _1900
_1900 | _1900
_1900 | _1900
_1900 | _1900
_1900 | _1900
_1900 | _1900
_1900 | _1900
_1900 | _1900
_1900 | _1900
_1900 | _1900
_1900 | _1900
_1900 | _1900
_1900 | _1900
_1900 | _1900
_1900 | _1900
_1900 | _1900
_1900 | _1900
_1900 | _1900
_1900 | _1900
_1900 | _1900
_1900 | _1900
_1900 | _1900
_1900 | _1900
_1900 | _1900
_1900 | _1900
_1900 | _1900
_1900 | _1900
_1900 | _1900
_1900 | _1900
_1900 | _1900
_1900 | _1900
_1900 | _1900
_1900 | _1900
_1900 | _1900
_1900 | _1900
_1900 | _1900
_1900 | _1900
_1900 | _1900
_1900 | _1900
_1900 | _1900
_1900 | _1900
_1900 | _1900
_1900 | _1900
_1900 | _1900
_1900 | _1900
_1900 | _1900
_1900 | _1900
_1900 | _1900
_1900 | _1900
_1900 | _1900
_1900 | _1900
_1900 | _1900
_1900 | _1900
_1900 | _1900
_1900 | _1900
_1900 | _1900
_1900 | _1900
_1900 | _1900
_1900 | _1900
_1900 | _1900
_1900 | _1900
_1900 | _1900
_1900 | _1900
_1900 | _1900
_1900 | _1900
_1900 | _1900
_1900 | _1900
_1900 | _1900
_1900 | _1900
_1900 | _1900
_1900 | _1900
_1900 | _1900
_1900 | _1900
_1900 | _1900
_1900 | _1900
_1900 | _1900
_1900 | _1900
_1900 | _1900
_1900 | _1900
_1900 | _1900
_1900 | _1900
_1900 | _1900
_1900 | _1900
_1900 | _1900
_1900 | _1900
_1900 | _1900
_1900 | _1900
_1900 | _1900
_1900 | _1900
_1900 | _1900
_1900 | _1900
_1900 | _1900
_1900 | _1900
_1900 | _1900
_1900 | _1900
_1900 | _1900
_1900 | _1900
_1900 | _1900
_1900 | _1900
_1900 | _1900
_1900 | _1900
_1900 | _1900
_1900 | _1900
_1900 | _1900
_1900 | _1900
_1900 | _1900
_1900 | _1900
_1900 | _1900
_1900 | _1900
_1900 | _1900
_1900 | _1900
_1900 | _1900
_1900 | _1900
_1900 | _1900
_1900 | _1900
_1900 | _1900
_1900 | _1900
_1900 | _1900
_1900 | _1900
_1900 | _1900
_1900 | _1900
_1900 | _1900
_1900 | _1900
_1900 | _1900
_1900 | _1900
_1900 | _1900
_1900 | _1900
_1900 | _1900
_1900 | _1900
_1900 | _1900
_1900 | _1900
_1900 | _1900
_1900 | _1900
_1900 | _1900
_1900 | _1900
_1900 | _1900
_1900 | _1900
_1900 | _1900
_1900 | _1900
_1900 | _1900
_1900 | _1900
_1900 | _1900
_1900 | _1900
_1900 | _1900
_1900 | _1900
_1900 | _1900
_1900 | _1900
_1900 | _1900
_1900 | _1900
_1900 | _1900
_1900 | _1900
_1900 | _1900
_1900 | _1900
_1900 | _1900
_1900 | _1900
_1900 | _1900
_1900 | _1900
_1900 | _1900
_1900 | _1900
_1900 | _1900
_1900 | _1900
_1900 | _1900
_1900 | _1900
_1900 | _1900
_1900 | _1900
_1900 | _1900
_1900 | _1900
_1900 | _1900
_1900 | _1900
_1900 | _1900
_1900 | _1900
_1900 | _1900
_1900 | _1900
_1900 | _1900
_1900 | _1900
_1900 | _1900
_1900 | _1900
_1900 | _1900
_1900 | _1900
_1900 | _1900
_1900 | _1900
_1900 | _1900
_1900 | _1900
_1900 | _1900
_1900 | _1900
_1900 | _1900
_1900 | _1900
_1900 | _1900
_1900 | _1900
_1900 | _1900
_1900 | _1900
_1900 | _1900
_1900 | _1900
_1900 | _1900
_1900 | _1900
_1900 | _1900
_1900 | _1900
_1900 | _1900
_1900 | _1900
_1900 | _1900
_1900 | _1900
_1900 | _1900
_1900 | _1900
_1900 | _1900
_1900 | _1900
_1900 | _1900
_1900 | _1900
_1900 | _1900
_1900 | _1900
_1900 | _1900
_1900 | _1900
_1900 | _1900
_1900 | _1900
_1900 | _1900
_1900 | _1900
_1900 | _1900
_1900 | _1900
_1900 | _1900
_1900 | _1900
_1900 | _1900
_1900 | _1900
_1900 | _1900
_1900 | _1900
_1900 | _1900
_1900 | _1900
_1900 | _1900
_1900 | _1900
_1900 | _1900
_1900 | _1900
_1900 | _1900
_1900 | _1900
_1900 | _1900
_1900 | _1900
_1900 | _1900
_1900 | _1900
_1900 | _1900
_1900 | _1900
_1900 | _1900
_1900 | _1900
_1900 | _1900
_1900 | _1900
_1900 | _1900
_1900 | _1900
_1900 | _1900
_1900 | _1900
_1900 | _1900
_1900 | _1900
_1900 | _1900
_1900 | _1900
_1900 | _1900
_1900 | _1900
_1900 | _1900
_1900 | _1900
_1900 | _1900
_1900 | _1900
_1900 | _1900
_1900 | _1900
_1900 | _1900
_1900 | _1900
_1900 | _1900
_1900 | _1900
_1900 | _1900
_1900 | _1900
_1900 | _1900
_1900 | _1900
_1900 | _1900
_1900 | _1900
_1900 | _1900
_1900 | _1900
_1900 | _1900
_1900 | _1900
_1900 | _1900
_1900 | _1900
_1900 | _1900
_1900 | _1900
_1900 | _1900
_1900 | _1900
_1900 | _1900
_1900 | _1900
_1900 | _1900
_1900 | _1900
_1900 | _1900
_1900 | _1900
_1900 | _1900
_1900 | _1900
_1900 | _1900
_1900 | _1900
_1900 | _1900
_1900 | _1900
_1900 | _1900
_1900 | _1900
_1900 | _1900
_1900 | _1900
_1900 | _1900
_1900 | _1900
_1900 | _1900
_1900 | _1900
_1900 | _1900
_1900 | _1900
_1900 | _1900
_1900 | _1900
_1900 | _1900
_1900 | _1900
_1900 | _1900
_1900 | _1900
_1900 | _1900
_1900 | _1900
_1900 | _1900
_1900 | _1900
_1900 | _1900
_1900 | _1900
_1900 | _1900
_1900 | _1900
_1900 | _1900
_1900 | _1900
_1900 | _1900
_1900 | _1900
_1900 | _1900
_1900 | _1900
_1900 | _1900
_1900 | _1900
_1900 | _1900
_1900 | _1900
_1900 | _1900
_1900 | _1900
_1900 | _1900
_1900 | _1900
_1900 | _1900
_1900 | _1900
_1900 | _1900
_1900 | _1900
_1900 | _1900
_1900 | _1900
_1900 | _1900
_1900 | _1900
_1900 | _1900
_1900 | _1900
_1900 | _1900
_1900 | _1900
_1900 | _1900
_1900 | _1900
_1900 | _1900
_1900 | _1900
_1900 | _1900
_1900 | _1900
_1900 | _1900
_1900 | _1900
_1900 | _1900
_1900 | _1900
_1900 | _1900
_1900 | _1900
_1900 | _1900
_1900 | _1900
_1900 | _1900
_1900 | _1900
_1900 | _1900
_1900 | _1900
_1900 | _1900
_1900 | _1900
_1900 | _1900
_1900 | _1900
_1900 | _1900
_1900 | _1900
_1900 | _1900
_1900 | _1900
_1900 | _1900
_1900 | _1900
_1900 | _1900
_1900 | _1900
_1900 | _1900
_1900 | _1900
_1900 | _1900
_1900 | _1900
_1900 | _1900
_1900 | _1900
_1900 | _1900
_1900 | _1900
_1900 | _1900
_1900 | _1900
_1900 | _1900
_1900 | _1900
_1900 | _1900
_1900 | _1900
_1900 | _1900
_1900 | _1900
_1900 | _1900
_1900 | _1900
_1900 | _1900
_1900 | _1900
_1900 | _1900
_1900 | _1900
_1900 | _1900
_1900 | _1900
_1900 | _1900
_1900 | _1900
_1900 | _1900
_1900 | _1900
_1900 | _1900
_1900 | _1900
_1900 | _1900
_1900 | _1900
_1900 | _1900
_1900 | _1900
_1900 | _1900
_1900 | _1900
_1900 | _1900
_1900 | _1900
_1900 | _1900
_1900 | _1900
_1900 | _1900
_1900 | _1900
_1900 | _1900
_1900 | _1900
_1900 | _1900
_1900 | _1900
_1900 | _1900
_1900 | _1900
_1900 | _1900
_1900 | _1900
_1900 | _1900
_1900 | _1900
_1900 | _1900
_1900 | _1900
_1900 | _1900
_1900 | _1900
_1900 | _1900
_1900 | _1900
_1900 | _1900
_1900 | _1900
_1900 | _1900
_1900 | _1900
_1900 | _1900
_1900 | _1900
_1900 | _1900
_1900 | _1900
_1900 | _1900
_1900 | _1900
_1900 | _1900
_1900 | _1900
_1900 | _1900
_1900 | _1900
_1900 | _1900
_1900 | _1900
_1900 | _1900
_1900 | _1900
_1900 | _1900
_1900 | _1900
_1900 | _1900
_1900 | _1900
_1900 | _1900
_1900 | _1900
_1900 | _1900
_1900 | _1900
_1900 | _1900
_1900 | _1900
_1900 | _1900
_1900 | _1900
_1900 | _1900
_1900 | _1900
_1900 | _1900
_1900 | _1900
_1900 | _1900
_1900 | _1900
_1900 | _1900
_1900 | _1900
_1900 | _1900
_1900 | _1900
_1900 | _1900
_1900 | _1900
_1900 | _1900
_1900 | _1900
_1900 | _1900
_1900 | _1900
_1900 | _1900
_1900 | _1900
_1900 | _1900
_1900 | _1900
_1900 | _1900
_1900 | _1900
_1900 | _1900
_1900 | _1900
_1900 | _1900
_1900 | _1900
_1900 | _1900
_1900 | _1900
_1900 | _1900
_1900 | _1900
_1900 | _1900
_1900 | _1900
_1900 | _1900
_1900 | _1900
_1900 | _1900
_1900 | _1900
_1900 | _1900
_1900 | _1900
_1900 | _1900
_1900 | _1900
_1900 | _1900
_1900 | _1900
_1900 | _1900
_1900 | _1900
_1900 | _1900
_1900 | _1900
_1900 | _1900
_1900 | _1900
_1900 | _1900
_1900 | _1900
_1900 | _1900
_1900 | _1900
_1900 | _1900
_1900 | _1900
_1900 | _1900
_1900 | _1900
_1900 | _1900
_1900 | _1900
_1900 | _1900
_1900 | _1900
_1900 | _1900
_1900 | _1900
_1900 | _1900
_1900 | _1900
_1900 | _1900
_1900 | _1900
_1900 | _1900
_1900 | _1900
_1900 | _1900
_1900 | _1900
_1900 | _1900
_1900 | _1900
_1900 | _1900
_1900 | _1900
_1900 | _1900
_1900 | _1900
_1900 | _1900
_1900 | _1900
_1900 | _1900
_1900 | _1900
_1900 | _1900
_1900 | _1900
_1900 | _1900
_1900 | _1900
_1900 | _1900
_1900 | _1900
_1900 | _1900
_1900 | _1900
_1900 | _1900
_1900 | _1900
_1900 | _1900
_1900 | _1900
_1900 | _1900
_1900 | _1900
_1900 | _1900
_1900 | _1900
_1900 | _1900
_1900 | _1900
_1900 | _1900
_1900 | _1900
_1900 | _1900
_1900 | _1900
_1900 | _1900
_1900 | _1900
_1900 | _1900
_1900 | _1900
_1900 | _1900
_1900 | _1900
_1900 | _1900
_1900 | _1900
_1900 | _1900
_1900 | _1900
_1900 | _1900
_1900 | _1900
_1900 | _1900
_1900 | _1900
_1900 | _1900
_1900 | _1900
_1900 | _1900
_1900 | _1900
_1900 | _1900
_1900 | _1900
_1900 | _1900
_1900 | _1900
_1900 | _1900
_1900 | _1900
_1900 | _1900
_1900 | _1900
_1900 | _1900
_1900 | _1900
_1900 | _1900
_1900 | _1900
_1900 | _1900
_1900 | _1900
_1900 | _1900
_1900 | _1900
_1900 | _1900
_1900 | _1900
_1900 | _1900
_1900 | _1900
_1900 | _1900
_1900 | _1900
_1900 | _1900
_1900 | _1900
_1900 | _1900
_1900 | _1900
_1900 | _1900
_1900 | _1900
_1900 | _1900
_1900 | _1900
_1900 | _1900
_1900 | _1900
_1900 | _1900
_1900 | _1900
_1900 | _1900
_1900 | _1900
_1900 | _1900
_1900 | _1900
_1900 | _1900
_1900 | _1900
_1900 | _1900
_1900 | _1900
_1900 | _1900
_1900 | _1900
_1900 | _1900
_1900 | _1900
_1900 | _1900
_1900 | _1900
_1900 | _1900
_1900 | _1900
_1900 | _1900
_1900 | _1900
_1900 | _1900
_1900 | _1900
_1900 | _1900
_1900 | _1900
_1900 | _1900
_1900 | _1900
_1900 | _1900
_1900 | _1900
_1900 | _1900
_1900 | _1900
_1900 | _1900
_1900 | _1900
_1900 | _1900
_1900 | _1900
_1900 | _1900
_1900 | _1900
_1900 | _1900
_1900 | _1900
_1900 | _1900
_1900 | _1900
_1900 | _1900
_1900 | _1900
_1900 | _1900
_1900 | _1900
_1900 | _1900
_1900 | _1900
_1900 | _1900
_1900 | _1900
_1900 | _1900
_1900 | _1900
_1900 | _1900
_1900 | _1900
_1900 | _1900
_1900 | _1900
_1900 | _1900
_1900 | _1900
_1900 | _1900
_1900 | _1900
_1900 | _1900
_1900 | _1900
_1900 | _1900
_1900 | _1900
_1900 | _1900
_1900 | _1900
_1900 | _1900
_1900 | _1900
_1900 | _1900
_1900 | _1900
_1900 | _1900
_1900 | _1900
_1900 | _1900
_1900 | _1900
_1900 | _1900
_1900 | _1900
_1900 | _1900
_1900 | _1900
_1900 | _1900
_1900 | _1900
_1900 | _1900
_1900 | _1900
_1900 | _1900
_1900 | _1900
_1900 | _1900
_1900 | _1900
_1900 | _1900
_1900 | _1900
_1900 | _1900
_1900 | _1900
_1900 | _1900
_1900 | _1900
_1900 | _1900
_1900 | _1900
_1900 | _1900
_1900 | _1900
_1900 | _1900
_1900 | _1900
_1900 | _1900
_1900 | _1900
_1900 | _1900
_1900 | _1900
_1900 | _1900
_1900 | _1900
_1900 | _1900
_1900 | _1900
_1900 | _1900
_1900 | _1900
_1900 | _1900
_1900 | _1900
_1900 | _1900
_1900 | _1900
_1900 | _1900
_1900 | _1900
_1900 | _1900
_1900 | _1900
_1900 | _1900
_1900 | _1900
_1900 | _1900
_1900 | _1900
_1900 | _1900
_1900 | _1900
_1900 | _1900
_1900 | _1900
_1900 | _1900
_1900 | _1900
_1900 | _1900
_1900 | _1900
_1900 | _1900
_1900 | _1900
_1900 | _1900
_1900 | _1900
_1900 | _1900
_1900 | _1900
_1900 | _1900
_1900 | _1900
_1900 | _1900
_1900 | _1900
_1900 | _1900
_1900 | _1900
_1900 | _1900
_1900 | _1900
_1900 | _1900
_1900 | _1900
_1900 | _1900
_1900 | _1900
_1900 | _1900
_1900 | _1900
_1900 | _1900
_1900 | _1900
_1900 | _1900
_1900 | _1900
_1900 | _1900
_1900 | _1900
_1900 | _1900
_1900 | _1900
_1900 | _1900
_1900 | _1900
_1900 | _1900
_1900 | _1900
_1900 | _1900
_1900 | _1900
_1900 | _1900
_1900 | _1900
_1900 | _1900
_1900 | _1900
_1900 | _1900
_1900 | _1900
_1900 | _1900
_1900 | _1900
_1900 | _1900
_1900 | _1900
_1900 | _1900
_1900 | _1900
_1900 | _1900
_1900 | _1900
_1900 | _1900
_1900 | _1900
_1900 | _1900
_1900 | _1900
_1900 | _1900
_1900 | _1900
_1900 | _1900
_1900 | _1900
_1900 | _1900
_1900 | _1900
_1900 | _1900
_1900 | _1900
_1900 | _1900
_1900 | _1900
_1900 | _1900
_1900 | _1900
_1900 | _1900
_1900 | _1900
_1900 | _1900
_1900 | _1900
_1900 | _1900
_1900 | _1900
_1900 | _1900
_1900 | _1900
_1900 | _1900
_1900 | _1900
_1900 | _1900
_1900 | _1900
_1900 | _1900
_1900 | _1900
_1900 | _1900
_1900 | _1900
_1900 | _1900
_1900 | _1900
_1900 | _1900
_1900 | _1900
_1900 | _1900
_1900 | _1900
_1900 | _1900
_1900 | _1900
_1900 | _1900
_1900 | _1900
_1900 | _1900
_1900 | _1900
_1900 | _1900
_1900 | _1900
_1900 | _1900
_1900 | _1900
_1900 | _1900
_1900 | _1900
_1900 | _1900
_1900 | _1900
_1900 | _1900
_1900 | _1900
_1900 | _1900
_1900 | _1900
_1900 | _1900
_1900 | _1900
_1900 | _1900
_1900 | _1900
_1900 | _1900
_1900 | _1900
_1900 | _1900
_1900 | _1900
_1900 | _1900
_1900 | _1900
_1900 | _1900
_1900 | _1900
_1900 | _1900
_1900 | _1900
_1900 | _1900
_1900 | _1900
_1900 | _1900
_1900 | _1900
_1900 | _1900
_1900 | _1900
_1900 | _1900
_1900 | _1900
_1900 | _1900
_1900 | _1900
_1900 | _1900
_1900 | _1900
_1900 | _1900
_1900 | _1900
_1900 | _1900
_1900 | _1900
_1900 | _1900
_1900 | _1900
_1900 | _1900
_1900 | _1900
_1900 | _1900
_1900 | _1900
_1900 | _1900
_1900 | _1900
_1900 | _1900
_1900 | _1900
_1900 | _1900
_1900 | _1900
_1900 | _1900
_1900 | _1900
_1900 | _1900
_1900 | _1900
_1900 | _1900
_1900 | _1900
_1900 | _1900
_1900 | _1900
_1900 | _1900
_1900 | _1900
_1900 | _1900
_1900 | _1900
_1900 | _1900
_1900 | _1900
_1900 | _1900
_1900 | _1900
_1900 | _1900
_1900 | _1900
_1900 | _1900
_1900 | _1900
_1900 | _1900
_1900 | _1900
_1900 | _1900
_1900 | _1900
_1900 | _1900
_1900 | _1900
_1900 | _1900
_1900 | _1900
_1900 | _1900
_1900 | _1900
_1900 | _1900
_1900 | _1900
_1900 | _1900
_1900 | _1900
_1900 | _1900
_1900 | _1900
_1900 | _1900
_1900 | _1900
_1900 | _1900
_1900 | _1900
_1900 | _1900
_1900 | _1900
_1900 | _1900
_1900 | _1900
_1900 | _1900
_1900 | _1900
_1900 | _1900
_1900 | _1900
_1900 | _1900
_1900 | _1900
_1900 | _1900
_1900 | _1900
_1900 | _1900
_1900 | _1900
_1900 | _1900
_1900 | _1900
_1900 | _1900
_1900 | _1900
_1900 | _1900
_1900 | _1900
_1900 | _1900
_1900 | _1900
_1900 | _1900
_1900 | _1900
_1900 | _1900
_1900 | _1900
_1900 | _1900
_1900 | _1900
_1900 | _1900
_1900 | _1900
_1900 | _1900
_1900 | _1900
_1900 | _1900
_1900 | _1900
_1900 | _1900
_1900 | _1900
_1900 | _1900
_1900 | _1900
_1900 | _1900
_1900 | _1900
_1900 | _1900
_1900 | _1900
_1900 | _1900
_1900 | _1900
_1900 | _1900
_1900 | _1900
_1900 | _1900
_1900 | _1900
_1900 | _1900
_1900 | _1900
_1900 | _1900
_1900 | _1900
_1900 | _1900
_1900 | _1900
_1900 | _1900
_1900 | _1900
_1900 | _1900
_1900 | _1900
_1900 | _1900
_1900 | _1900
_1900 | _1900
_1900 | _1900
_1900 | _1900
_1900 | _1900
_1900 | _1900
_1900 | _1900
_1900 | _1900
_1900 | _1900
_1900 | _1900
_1900 | _1900
_1900 | _1900
_1900 | _1900
_1900 | _1900
_1900 | _1900
_1900 | _1900
_1900 | _1900
_1900 | _1900
_1900 | _1900
_1900 | _1900
_1900 | _1900
_1900 | _1900
_1900 | _1900
_1900 | _1900
_1900 | _1900
_1900 | _1900
_1900 | _1900
_1900 | _1900
_1900 | _1900
_1900 | _1900
_1900 | _1900
_1900 | _1900
_1900 | _1900
_1900 | _1900
_1900 | _1900
_1900 | _1900
_1900 | _1900
_1900 | _1900
_1900 | _1900
_1900 | _1900
_1900 | _1900
_1900 | _1900
_1900 | _1900
_1900 | _1900
_1900 | _1900
_1900 | _1900
_1900 | _1900
_1900 | _1900
_1900 | _1900
_1900 | _1900
_1900 | _1900
_1900 | _1900
_1900 | _1900
_1900 | _1900
_1900 | _1900
_1900 | _1900
_1900 | _1900
_1900 | _1900
_1900 | _1900
_1900 | _1900
_1900 | _1900
_1900 | _1900
_1900 | _1900
_1900 | _1900
_1900 | _1900
_1900 | _1900
_1900 | _1900
_1900 | _1900
_1900 | _1900
_1900 | _1900
_1900 | _1900
_1900 | _1900
_1900 | _1900
_1900 | _1900
_1900 | _1900
_1900 | _1900
_1900 | _1900
_1900 | _1900
_1900 | _1900
_1900 | _1900
_1900 | _1900
_1900 | _1900
_1900 | _1900
_1900 | _1900
_1900 | _1900
_1900 | _1900
_1900 | _1900
_1900 | _1900
_1900 | _1900
_1900 | _1900
_1900 | _1900
_1900 | _1900
_1900 | _1900
_1900 | _1900
_1900 | _1900
_1900 | _1900
_1900 | _1900
_1900 | _1900
_1900 | _1900
_1900 | _1900
_1900 | _1900
_1900 | _1900
_1900 | _1900
_1900 | _1900
_1900 | _1900
_1900 | _1900
_1900 | _1900
_1900 | _1900
_1900 | _1900
_1900 | _1900
_1900 | _1900
_1900 | _1900
_1900 | _1900
_1900 | _1900
_1900 | _1900
_1900 | _1900
_1900 | _1900
_1900 | _1900
_1900 | _1900
_1900 | _1900
_1900 | _1900
_1900 | _1900
_1900 | _1900
_1900 | _1900
_1900 | _1900
_1900 | _1900
_1900 | _1900
_1900 | _1900
_1900 | _1900
_1900 | _1900
_1900 | _1900
_1900 | _1900
_1900 | _1900
_1900 | _1900
_1900 | _1900
_1900 | _1900
_1900 | _1900
_1900 | _1900
_1900 | _1900
_1900 | _1900
_1900 | _1900
_1900 | _1900
_1900 | _1900
_1900 | _1900
_1900 | _1900
_1900 | _1900
_1900 | _1900
_1900 | _1900
_1900 | _1900
_1900 | _1900
_1900 | _1900
_1900 | _1900
_1900 | _1900
_1900 | _1900
_1900 | _1900
_1900 | _1900
_1900 | _1900
_1900 | _1900
_1900 | _1900
_1900 | _1900
_1900 | _1900
_1900 | _1900
_1900 | _1900
_1900 | _1900
_1900 | _1900
_1900 | _1900
_1900 | _1900
_1900 | _1900
_1900 | _1900
_1900 | _1900
_1900 | _1900
_1900 | _1900
_1900 | _1900
_1900 | _1900
_1900 | _1900
_1900 | _1900
_1900 | _1900
_1900 | _1900
_1900 | _1900
_1900 | _1900
_1900 | _1900
_1900 | _1900
_1900 | _1900
_1900 | _1900
_1900 | _1900
_1900 | _1900
_1900 | _1900
_1900 | _1900
_1900 | _1900
_1900 | _1900
_1900 | _1900
_1900 | _1900
_1900 | _1900
_1900 | _1900
_1900 | _1900
_1900 | _1900
_1900 | _1900
_1900 | _1900
_1900 | _1900
_1900 | _1900
_1900 | _1900
_1900 | _1900
_1900 | _1900
_1900 | _1900
_1900 | _1900
_1900 | _1900
_1900 | _1900
_1900 | _1900
_1900 | _1900
_1900 | _1900
_1900 | _1900
_1900 | _1900
_1900 | _1900
_1900 | _1900
_1900 | _1900
_1900 | _1900
_1900 | _1900
_1900 | _1900
_1900 | _1900
_1900 | _1900
_1900 | _1900
_1900 | _1900
_1900 | _1900
_1900 | _1900
_1900 | _1900
_1900 | _1900
_1900 | _1900
_1900 | _1900
_1900 | _1900
_1900 | _1900
_1900 | _1900
_1900 | _1900
_1900 | _1900
_1900 | _1900
_1900 | _1900
_1900 | _1900
_1900 | _1900
_1900 | _1900
_1900 | _1900
_1900 | _1900
_1900 | _1900
_1900 | _1900
_1900 | _1900
_1900 | _1900
_1900 | _1900
_1900 | _1900
_1900 | _1900
_1900 | _1900
_1900 | _1900
_1900 | _1900
_1900 | _1900
_1900 | _1900
_1900 | _1900
_1900 | _1900
_1900 | _1900
_1900 | _1900
_1900 | _1900
_1900 | _1900
_1900 | _1900
_1900 | _1900
_1900 | _1900
_1900 | _1900
_1900 | _1900
_1900 | _1900
_1900 | _1900
_1900 | _1900
_1900 | _1900
_1900 | _1900
_1900 | _1900
_1900 | _1900
_1900 | _1900
_1900 | _1900
_1900 | _1900
_1900 | _1900
_1900 | _1900
_1900 | _1900
_1900 | _1900
_1900 | _1900
_1900 | _1900
_1900 | _1900
_1900 | _1900
_1900 | _1900
_1900 | _1900
_1900 | _1900
_1900 | _1900
_1900 | _1900
_1900 | _1900
_1900 | _1900
_1900 | _1900
_1900 | _1900
_1900 | _1900
_1900 | _1900
_1900 | _1900
_1900 | _1900
_1900 | _1900
_1900 | _1900
_1900 | _1900
_1900 | _1900
_1900 | _1900
_1900 | _1900
_1900 | _1900
_1900 | _1900
_1900 | _1900
_1900 | _1900
_1900 | _1900
_1900 | _1900
_1900 | _1900
_1900 | _1900
_1900 | _1900
_1900 | _1900
_1900 | _1900
_1900 | _1900
_1900 | _1900
_1900 | _1900
_1900 | _1900
_1900 | _1900
_1900 | _1900
_1900 | _1900
_1900 | _1900
_1900 | _1900
_1900 | _1900
_1900 | _1900
_1900 | _1900
_1900 | _1900
_1900 | _1900
_1900 | _1900
_1900 | _1900
_1900 | _1900
_1900 | _1900
_1900 | _1900
_1900 | _1900
_1900 | _1900
_1900 | _1900
_1900 | _1900
_1900 | _1900
_1900 | _1900
_1900 | _1900
_1900 | _1900
_1900 | _1900
_1900 | _1900
_1900 | _1900
_1900 | _1900
_1900 | _1900
_1900 | _1900
_1900 | _1900
_1900 | _1900
_1900 | _1900
_1900 | _1900
_1900 | _1900
_1900 | _1900
_1900 | _1900
_1900 | _1900
_1900 | _1900
_1900 | _1900
_1900 | _1900
_1900 | _1900
_1900 | _1900
_1900 | _1900
_1900 | _1900
_1900 | _1900
_1900 | _1900
_1900 | _1900
_1900 | _1900
_1900 | _1900
_1900 | _1900
_1900 | _1900
_1900 | _1900
_1900 | _1900
_1900 | _1900
_1900 | _1900
_1900 | _1900
_1900 | _1900
_1900 | _1900
_1900 | _1900
_1900 | _1900
_1900 | _1900
_1900 | _1900
_1900 | _1900
_1900 | _1900
_1900 | _1900
_1900 | _1900
_1900 | _1900
_1900 | _1900
_1900 | _1900
_1900 | _1900
_1900 | _1900
_1900 | _1900
_1900 | _1900
_1900 | _1900
_1900 | _1900
_1900 | _1900
_1900 | _1900
_1900 | _1900
_1900 | _1900
_1900 | _1900
_1900 | _1900
_1900 | _1900
_1900 | _1900
_1900 | _1900
_1900 | _1900
_1900 | _1900
_1900 | _1900
_1900 | _1900
_1900 | _1900
_1900 | _1900
_1900 | _1900
_1900 | _1900
_1900 | _1900
_1900 | _1900
_1900 | _1900
_1900 | _1900
_1900 | _1900
_1900 | _1900
_1900 | _1900
_1900 | _1900
_1900 | _1900
_1900 | _1900
_1900 | _1900
_1900 | _1900
_1900 | _1900
_1900 | _1900
_1900 | _1900
_1900 | _1900
_1900 | _1900
_1900 | _1900
_1900 | _1900
_1900 | _1900
_1900 | _1900
_1900 | _1900
_1900 | _1900
_1900 | _1900
_1900 | _1900
_1900 | _1900
_1900 | _1900
_1900 | _1900
_1900 | _1900
_1900 | _1900
_1900 | _1900
_1900 | _1900
_1900 | _1900
_1900 | _1900
_1900 | _1900
_1900 | _1900
_1900 | _1900
_1900 | _1900
_1900 | _1900
_1900 | _1900
_1900 | _1900
_1900 | _1900
_1900 | _1900
_1900 | _1900
_1900 | _1900
_1900 | _1900
_1900 | _1900
_1900 | _1900
_1900 | _1900
_1900 | _1900
_1900 | _1900
_1900 | _1900
_1900 | _1900
_1900 | _1900
_1900 | _1900
_1900 | _1900
_1900 | _1900
_1900 | _1900
_1900 | _1900
_1900 | _1900
_1900 | _1900
_1900 | _1900
_1900 | _1900
_1900 | _1900
_1900 | _1900
_1900 | _1900
_1900 | _1900
_1900 | _1900
_1900 | _1900
_1900 | _1900
_1900 | _1900
_1900 | _1900
_1900 | _1900
_1900 | _1900
_1900 | _1900
_1900 | _1900
_1900 | _1900
_1900 | _1900
_1900 | _1900
_1900 | _1900
_1900 | _1900
_1900 | _1900
_1900 | _1900
_1900 | _1900
_1900 | _1900
_1900 | _1900
_1900 | _1900
_1900 | _1900
_1900 | _1900
_1900 | _1900
_1900 | _1900
_1900 | _1900
_1900 | _1900
_1900 | _1900
_1900 | _1900
_1900 | _1900
_1900 | _1900
_1900 | _1900
_1900 | _1900
_1900 | _1900
_1900 | _1900
_1900 | _1900
_1900 | _1900
_1900 | _1900
_1900 | _1900
_1900 | _1900
_1900 | _1900
_1900 | _1900
_1900 | _1900
_1900 | _1900
_1900 | _1900
_1900 | _1900
_1900 | _1900
_1900 | _1900
_1900 | _1900
_1900 | _1900
_1900 | _1900
_1900 | _1900
_1900 | _1900
_1900 | _1900
_1900 | _1900
_1900 | _1900
_1900 | _1900
_1900 | _1900
_1900 | _1900
_1900 | _1900
_1900 | _1900
_1900 | _1900
_1900 | _1900
_1900 | _1900
_1900 | _1900
_1900 | _1900
_1900 | _1900
_1900 | _1900
_1900 | _1900
_1900 | _1900
_1900 | _1900
_1900 | _1900
_1900 | _1900
_1900 | _1900
_1900 | _1900
_1900 | _1900
_1900 | _1900
_1900 | _1900
_1900 | _1900
_1900 | _1900
_1900 | _1900
_1900 | _1900
_1900 | _1900
_1900 | _1900
_1900 | _1900
_1900 | _1900
_1900 | _1900
_1900 | _1900
_1900 | _1900
_1900 | _1900
_1900 | _1900
_1900 | _1900
_1900 | _1900
_1900 | _1900
_1900 | _1900
_1900 | _1900
_1900 | _1900
_1900 | _1900
_1900 | _1900
_1900 | _1900
_1900 | _1900
_1900 | _1900
_1900 | _1900
_1900 | _1900
_1900 | _1900
_1900 | _1900
_1900 | _1900
_1900 | _1900
_1900 | _1900
_1900 | _1900
_1900 | _1900
_1900 | _1900
_1900 | _1900
_1900 | _1900
_1900 | _1900
_1900 | _1900
_1900 | _1900
_1900 | _1900
_1900 | _1900
_1900 | _1900
_1900 | _1900
_1900 | _1900
_1900 | _1900
_1900 | _1900
_1900 | _1900
_1900 | _1900
_1900 | _1900
_1900 | _1900
_1900 | _1900
_1900 | _1900
_1900 | _1900
_1900 | _1900
_1900 | _1900
_1900 | _1900
_1900 | _1900
_1900 | _1900
_1900 | _1900
_1900 | _1900
_1900 | _1900
_1900 | _1900
_1900 | _1900
_1900 | _1900
_1900 | _1900
_1900 | _1900
_1900 | _1900
_1900 | _1900
_1900 | _1900
_1900 | _1900
_1900 | _1900
_1900 | _1900
_1900 | _1900
_1900 | _1900
_1900 | _1900
_1900 | _1900
_1900 | _1900
_1900 | _1900
_1900 | _1900
_1900 | _1900
_1900 | _1900
_1900 | _1900
_1900 | _1900
_1900 | _1900
_1900 | _1900
_1900 | _1900
_1900 | _1900
_1900 | _1900
_1900 | _1900
_1900 | _1900
_1900 | _1900
_1900 | _1900
_1900 | _1900
_1900 | _1900
_1900 | _1900
_1900 | _1900
_1900 | _1900
_1900 | _1900
_1900 | _1900
_1900 | _1900
_1900 | _1900
_1900 | _1900
_1900 | _1900
_1900 | _1900
_1900 | _1900
_1900 | _1900
_1900 | _1900
_1900 | _1900
_1900 | _1900
_1900 | _1900
_1900 | _1900
_1900 | _1900
_1900 | _1900
_1900 | _1900
_1900 | _1900
_1900 | _1900
_1900 | _1900
_1900 | _1900
_1900 | _1900
_1900 | _1900
_1900 | _1900
_1900 | _1900
_1900 | _1900
_1900 | _1900
_1900 | _1900
_1900 | _1900
_1900 | _1900
_1900 | _1900
_1900 | _1900
_1900 | _1900
_1900 | _1900
_1900 | _1900
_1900 | _1900
_1900 | _1900
_1900 | _1900
_1900 | _1900
_1900 | _1900
_1900 | _1900
_1900 | _1900
_1900 | _1900
_1900 | _1900
_1900 | _1900
_1900 | _1900
_1900 | _1900
_1900 | _1900
_1900 | _1900
_1900 | _1900
_1900 | _1900
_1900 | _1900
_1900 | _1900
_1900 | _1900
_1900 | _1900
_1900 | _1900
_1900 | _1900
_1900 | _1900
_1900 | _1900
_1900 | _1900
_1900 | _1900
_1900 | _1900
_1900 | _1900
_1900 | _1900
_1900 | _1900
_1900 | _1900
_1900 | _1900
_1900 | _1900
_1900 | _1900
_1900 | _1900
_1900 | _1900
_1900 | _1900
_1900 | _1900
_1900 | _1900
_1900 | _1900
_1900 | _1900
_1900 | _1900
_1900 | _1900
_1900 | _1900
_1900 | _1900
_1900 | _1900
_1900 | _1900
_1900 | _1900
_1900 | _1900
_1900 | _1900
_1900 | _1900
_1900 | _1900
_1900 | _1900
_1900 | _1900
_1900 | _1900
_1900 | _1900
_1900 | _1900
_1900 | _1900
_1900 | _1900
_1900 | _1900
_1900 | _1900
_1900 | _1900
_1900 | _1900
_1900 | _1900
_1900 | _1900
_1900 | _1900
_1900 | _1900
_1900 | _1900
_1900 | _1900
_1900 | _1900
_1900 | _1900
_1900 | _1900
_1900 | _1900
_1900 | _1900
_1900 | _1900
_1900 | _1900
_1900 | _1900
_1900 | _1900
_1900 | _1900
_1900 | _1900
_1900 | _1900
_1900 | _1900
_1900 | _1900
_1900 | _1900
_1900 | _1900
_1900 | _1900
_1900 | _1900
_1900 | _1900
_1900 | _1900
_1900 | _1900
_1900 | _1900
_1900 | _1900
_1900 | _1900
_1900 | _1900
_1900 | _1900
_1900 | _1900
_1900 | _1900
_1900 | _1900
_1900 | _1900
_1900 | _1900
_1900 | _1900
_1900 | _1900
_1900 | _1900
_1900 | _1900
_1900 | _1900
_1900 | _1900
_1900 | _1900
_1900 | _1900
_1900 | _1900
_1900 | _1900
_1900 | _1900
_1900 | _1900
_1900 | _1900
_1900 | _1900
_1900 | _1900
_1900 | _1900
_1900 | _1900
_1900 | _1900
_1900 | _1900
_1900 | _1900
_1900 | _1900
_1900 | _1900
_1900 | _1900
_1900 | _1900
_1900 | _1900
_1900 | _1900
_1900 | _1900
_1900 | _1900
_1900 | _1900
_1900 | _1900
_1900 | _1900
_1900 | _1900
_1900 | _1900
_1900 | _1900
_1900 | _1900
_1900 | _1900
_1900 | _1900
_1900 | _1900
_1900 | _1900
_1900 | _1900
_1900 | _1900
_1900 | _1900
_1900 | _1900
_1900 | _1900
_1900 | _1900
_1900 | _1900
_1900 | _1900
_1900 | _1900
_1900 | _1900
_1900 | _1900
_1900 | _1900
_1900 | _1900
_1900 | _1900
_1900 | _1900
_1900 | _1900
_1900 | _1900
_1900 | _1900
_1900 | _1900
_1900 | _1900
_1900 | _1900
_1900 | _1900
_1900 | _1900
_1900 | _1900
_1900 | _1900
_1900 | _1900
_1900 | _1900
_1900 | _1900
_1900 | _1900
_1900 | _1900
_1900 | _1900
_1900 | _1900
_1900 | _1900
_1900 | _1900
_1900 | _1900
_1900 | _1900
_1900 | _1900
_1900 | _1900
_1900 | _1900
_1900 | _1900
_1900 | _1900
_1900 | _1900
_1900 | _1900
_1900 | _1900
_1900 | _1900
_1900 | _1900
_1900 | _1900
_1900 | _1900
_1900 | _1900
_1900 | _1900
_1900 | _1900
_1900 | _1900
_1900 | _1900
_1900 | _1900
_1900 | _1900
_1900 | _1900
_1900 | _1900
_1900 | _1900
_1900 | _1900
_1900 | _1900
_1900 | _1900
_1900 | _1900
_1900 | _1900
_1900 | _1900
_1900 | _1900
_1900 | _1900
_1900 | _1900
_1900 | _1900
_1900 | _1900
_1900 | _1900
_1900 | _1900
_1900 | _1900
_1900 | _1900
_1900 | _1900
_1900 | _1900
_1900 | _1900
_1900 | _1900
_1900 | _1900
_1900 | _1900
_1900 | _1900
_1900 | _1900
_1900 | _1900
_1900 | _1900
_1900 | _1900
_1900 | _1900
_1900 | _1900
_1900 | _1900
_1900 | _1900
_1900 | _1900
_1900 | _1900
_1900 | _1900
_1900 | _1900
_1900 | _1900
_1900 | _1900
_1900 | _1900
_1900 | _1900
_1900 | _1900
_1900 | _1900
_1900 | _1900
_1900 | _1900
_1900 | _1900
_1900 | _1900
_1900 | _1900
_1900 | _1900
_1900 | _1900
_1900 | _1900
_1900 | _1900
_1900 | _1900
_1900 | _1900
_1900 | _1900
_1900 | _1900
_1900 | _1900
_1900 | _1900
_1900 | _1900
_1900 | _1900
_1900 | _1900
_1900 | _1900
_1900 | _1900
_1900 | _1900
_1900 | _1900
_1900 | _1900
_1900 | _1900
_1900 | _1900
_1900 | _1900
_1900 | _1900
_1900 | _1900
_1900 | _1900
_1900 | _1900
_1900 | _1900
_1900 | _1900
_1900 | _1900
_1900 | _1900
_1900 | _1900
_1900 | _1900
_1900 | _1900
_1900 | _1900
_1900 | _1900
_1900 | _1900
_1900 | _1900
_1900 | _1900
_1900 | _1900
_1900 | _1900
_1900 | _1900
_1900 | _1900
_1900 | _1900
_1900 | _1900
_1900 | _1900
_1900 | _1900
_1900 | _1900
_1900 | _1900
_1900 | _1900
_1900 | _1900
_1900 | _1900
_1900 | _1900
_1900 | _1900
_1900 | _1900
_1900 | _1900
_1900 | _1900
_1900 | _1900
_1900 | _1900
_1900 | _1900
_1900 | _1900
_1900 | _1900
_1900 | _1900
_1900 | _1900
_1900 | _1900
_1900 | _1900
_1900 | _1900
_1900 | _1900
_1900 | _1900
_1900 | _1900
_1900 | _1900
_1900 | _1900
_1900 | _1900
_1900 | _1900
_1900 | _1900
_1900 | _1900
_1900 | _1900
_1900 | _1900
_1900 | _1900
_1900 | _1900
_1900 | _1900
_1900 | _1900
_1900 | _1900
_1900 | _1900
_1900 | _1900
_1900 | _1900
_1900 | _1900
_1900 | _1900
_1900 | _1900
_1900 | _1900
_1900 | _1900
_1900 | _1900
_1900 | _1900
_1900 | _1900
_1900 | _1900
_1900 | _1900
_1900 | _1900
_1900 | _1900
_1900 | _1900
_1900 | _1900
_1900 | _1900
_1900 | _1900
_1900 | _1900
_1900 | _1900
_1900 | _1900
_1900 | _1900
_1900 | _1900
_1900 | _1900
_1900 | _1900
_1900 | _1900
_1900 | _1900
_1900 | _1900
_1900 | _1900
_1900 | _1900
_1900 | _1900
_1900 | _1900
_1900 | _1900
_1900 | _1900
_1900 | _1900
_1900 | _1900
_1900 | _1900
_1900 | _1900
_1900 | _1900
_1900 | _1900
_1900 | _1900
_1900 | _1900
_1900 | _1900
_1900 | _1900
_1900 | _1900
_1900 | _1900
_1900 | _1900
_1900 | _1900
_1900 | _1900
_1900 | _1900
_1900 | _1900
_1900 | _1900
_1900 | _1900
_1900 | _1900
_1900 | _1900
_1900 | _1900
_1900 | _1900
_1900 | _1900
_1900 | _1900
_1900 | _1900
_1900 | _1900
_1900 | _1900
_1900 | _1900
_1900 | _1900
_1900 | _1900
_1900 | _1900
_1900 | _1900
_1900 | _1900
_1900 | _1900
_1900 | _1900
_1900 | _1900
_1900 | _1900
_1900 | _1900
_1900 | _1900
_1900 | _1900
_1900 | _1900
_1900 | _1900
_1900 | _1900
_1900 | _1900
_1900 | _1900
_1900 | _1900
_1900 | _1900
_1900 | _1900
_1900 | _1900
_1900 | _1900
_1900 | _1900
_1900 | _1900
_1900 | _1900
_1900 | _1900
_1900 | _1900
_1900 | _1900
_1900 | _1900
_1900 | _1900
_1900 | _1900
_1900 | _1900
_1900 | _1900
_1900 | _1900
_1900 | _1900
_1900 | _1900
_1900 | _1900
_1900 | _1900
_1900 | _1900
_1900 | _1900
_1900 | _1900
_1900 | _1900
_1900 | _1900
_1900 | _1900
_1900 | _1900
_1900 | _1900
_1900 | _1900
_1900 | _1900
_1900 | _1900
_1900 | _1900
_1900 | _1900
_1900 | _1900
_1900 | _1900
_1900 | _1900
_1900 | _1900
_1900 | _1900
_1900 | _1900
_1900 | _1900
_1900 | _1900
_1900 | _1900
_1900 | _1900
_1900 | _1900
_1900 | _1900
_1900 | _1900
_1900 | _1900
_1900 | _1900
_1900 | _1900
_1900 | _1900
_1900 | _1900
_1900 | _1900
_1900 | _1900
_1900 | _1900
_1900 | _1900
_1900 | _1900
_1900 | _1900
_1900 | _1900
_1900 | _1900
_1900 | _1900
_1900 | _1900
_1900 | _1900
_1900 | _1900
_1900 | _1900
_1900 | _1900
_1900 | _1900
_1900 | _1900
_1900 | _1900
_1900 | _1900
_1900 | _1900
_1900 | _1900
_1900 | _1900
_1900 | _1900
_1900 | _1900
_1900 | _1900
_1900 | _1900
_1900 | _1900
_1900 | _1900
_1900 | _1900
_1900 | _1900
_1900 | _1900
_1900 | _1900
_1900 | _1900
_1900 | _1900
_1900 | _1900
_1900 | _1900
_1900 | _1900
_1900 | _1900
_1900 | _1900
_1900 | _1900
_1900 | _1900
_1900 | _1900
_1900 | _1900
_1900 | _1900
_1900 | _1900
_1900 | _1900
_1900 | _1900
_1900 | _1900
_1900 | _1900
_1900 | _1900
_1900 | _1900
_1900 | _1900
_1900 | _1900
_1900 | _1900
_1900 | _1900
_1900 | _1900
_1900 | _1900
_1900 | _1900
_1900 | _1900
_1900 | _1900
_1900 | _1900
_1900 | _1900
_1900 | _1900
_1900 | _1900
_1900 | _1900
_1900 | _1900
_1900 | _1900
_1900 | _1900
_1900 | _1900
_1900 | _1900
_1900 | _1900
_1900 | _1900
_1900 | _1900
_1900 | _1900
_1900 | _1900
_1900 | _1900
_1900 | _1900
_1900 | _1900
_1900 | _1900
_1900 | _1900
_1900 | _1900
_1900 | _1900
_1900 | _1900
_1900 | _1900
_1900 | _1900
_1900 | _1900
_1900 | _1900
_1900 | _1900
_1900 | _1900
_1900 | _1900
_1900 | _1900
_1900 | _1900
_1900 | _1900
_1900 | _1900
_1900 | _1900
_1900 | _1900
_1900 | _1900
_1900 | _1900
_1900 | _1900
_1900 | _1900
_1900 | _1900
_1900 | _1900
_1900 | _1900
_1900 | _1900
_1900 | _1900
_1900 | _1900
_1900 | _1900
_1900 | _1900
_1900 | _1900
_1900 | _1900
_1900 | _1900
_1900 | _1900
_1900 | _1900
_1900 | _1900
_1900 | _1900
_1900 | _1900
_1900 | _1900
_1900 | _1900
_1900 | _1900
_1900 | _1900
_1900 | _1900
_1900 | _1900
_1900 | _1900
_1900 | _1900
_1900 | _1900
_1900 | _1900
_1900 | _1900
_1900 | _1900
_1900 | _1900
_1900 | _1900
_1900 | _1900
_1900 | _1900
_1900 | _1900
_1900 | _1900
_1900 | _1900
_1900 | _1900
_1900 | _1900
_1900 | _1900
_1900 | _1900
_1900 | _1900
_1900 | _1900
_1900 | _1900
_1900 | _1900
_1900 | _1900
_1900 | _1900
_1900 | _1900
_1900 | _1900
_1900 | _1900
_1900 | _1900
_1900 | _1900
_1900 | _1900
_1900 | _1900
_1900 | _1900
_1900 | _1900
_1900 | _1900
_1900 | _1900
_1900 | _1900
_1900 | _1900
_1900 | _1900
_1900 | _1900
_1900 | _1900
_1900 | _1900
_1900 | _1900
_1900 | _1900
_1900 | _1900
_1900 | _1900
_1900 | _1900
_1900 | _1900
_1900 | _1900
_1900 | _1900
_1900 | _1900
_1900 | _1900
_1900 | _1900
_1900 | _1900
_1900 | _1900
_1900 | _1900
_1900 | _1900
_1900 | _1900
_1900 | _1900
_1900 | _1900
_1900 | _1900
_1900 | _1900
_1900 | _1900
_1900 | _1900
_1900 | _1900
_1900 | _1900
_1900 | _1900
_1900 | _1900
_1900 | _1900
_1900 | _1900
_1900 | _1900
_1900 | _1900
_1900 | _1900
_1900 | _1900
_1900 | _1900
_1900 | _1900
_1900 | _1900
_1900 | _1900
_1900 | _1900
_1900 | _1900
_1900 | _1900
_1900 | _1900
_1900 | _1900
_1900 | _1900
_1900 | _1900
_1900 | _1900
_1900 | _1900
_1900 | _1900
_1900 | _1900
_1900 | _1900
_1900 | _1900
_1900 | _1900
_1900 | _1900
_1900 | _1900
_1900 | _1900
_1900 | _1900
_1900 | _1900
_1900 | _1900
_1900 | _1900
_1900 | _1900
_1900 | _1900
_1900 | _1900
_1900 | _1900
_1900 | _1900
_1900 | _1900
_1900 | _1900
_1900 | _1900
_1900 | _1900
_1900 | _1900
_1900 | _1900
_1900 | _1900
_1900 | _1900
_1900 | _1900
_1900 | _1900
_1900 | _1900
_1900 | _1900
_1900 | _1900
_1900 | _1900
_1900 | _1900
_1900 | _1900
_1900 | _1900
_1900 | _1900
_1900 | _1900
_1900 | _1900
_1900 | _1900
_1900 | _1900
_1900 | _1900
_1900 | _1900
_1900 | _1900
_1900 | _1900
_1900 | _1900
_1900 | _1900
_1900 | _1900
_1900 | _1900
_1900 | _1900
_1900 | _1900
_1900 | _1900
_1900 | _1900
_1900 | _1900
_1900 | _1900
_1900 | _1900
_1900 | _1900
_1900 | _1900
_1900 | _1900
_1900 | _1900
_1900 | _1900
_1900 | _1900
_1900 | _1900
_1900 | _1900
_1900 | _1900
_1900 | _1900
_1900 | _1900
_1900 | _1900
_1900 | _1900
_1900 | _1900
_1900 | _1900
_1900 | _1900
_1900 | _1900
_1900 | _1900
_1900 | _1900
_1900 | _1900
_1900 | _1900
_1900 | _1900
_1900 | _1900
_1900 | _1900
_1900 | _1900
_1900 | _1900
_1900 | _1900
_1900 | _1900
_1900 | _1900
_1900 | _1900
_1900 | _1900
_1900 | _1900
_1900 | _1900
_1900 | _1900
_1900 | _1900
_1900 | _1900
_1900 | _1900
_1900 | _1900
_1900 | _1900
_1900 | _1900
_1900 | _1900
_1900 | _1900
_1900 | _1900
_1900 | _1900
_1900 | _1900
_1900 | _1900
_1900 | _1900
_1900 | _1900
_1900 | _1900
_1900 | _1900
_1900 | _1900
_1900 | _1900
_1900 | _1900
_1900 | _1900
_1900 | _1900
_1900 | _1900
_1900 | _1900
_1900 | _1900
_1900 | _1900
_1900 | _1900
_1900 | _1900
_1900 | _1900
_1900 | _1900
_1900 | _1900
_1900 | _1900
_1900 | _1900
_1900 | _1900
_1900 | _1900
_1900 | _1900
_1900 | _1900
_1900 | _1900
_1900 | _1900
_1900 | _1900
_1900 | _1900
_1900 | _1900
_1900 | _1900
_1900 | _1900
_1900 | _1900
_1900 | _1900
_1900 | _1900
_1900 | _1900
_1900 | _1900
_1900 | _1900
_1900 | _1900
_1900 | _1900
_1900 | _1900
_1900 | _1900
_1900 | _1900
_1900 | _1900
_1900 | _1900
_1900 | _1900
_1900 | _1900
_1900 | _1900
_1900 | _1900
_1900 | _1900
_1900 | _1900
_1900 | _1900
_1900 | _1900
_1900 | _1900
_1900 | _1900
_1900 | _1900
_1900 | _1900
_1900 | _1900
_1900 | _1900
_1900 | _1900
_1900 | _1900
_1900 | _1900
_1900 | _1900
_1900 | _1900
_1900 | _1900
_1900 | _1900
_1900 | _1900
_1900 | _1900
_1900 | _1900
_1900 | _1900
_1900 | _1900
_1900 | _1900
_1900 | _1900
_1900 | _1900
_1900 | _1900
_1900 | _1900
_1900 | _1900
_1900 | _1900
_1900 | _1900
_1900 | _1900
_1900 | _1900
_1900 | _1900
_1900 | _1900
_1900 | _1900
_1900 | _1900
_1900 | _1900
_1900 | _1900
_1900 | _1900
_1900 | _1900
_1900 | _1900
_1900 | _1900
_1900 | _1900
_1900 | _1900
_1900 | _1900
_1900 | _1900
_1900 | _1900
_1900 | _1900
_1900 | _1900
_1900 | _1900
_1900 | _1900
_1900 | _1900
_1900 | _1900
_1900 | _1900
_1900 | _1900
_1900 | _1900
_1900 | _1900
_1900 | _1900
_1900 | _1900
_1900 | _1900
_1900 | _1900
_1900 | _1900
_1900 | _1900
_1900 | _1900
_1900 | _1900
_1900 | _1900
_1900 | _1900
_1900 | _1900
_1900 | _1900
_1900 | _1900
_1900 | _1900
_1900 | _1900
_1900 | _1900
_1900 | _1900
_1900 | _1900
_1900 | _1900
_1900 | _1900
_1900 | _1900
_1900 | _1900
_1900 | _1900
_1900 | _1900
_1900 | _1900
_1900 | _1900
_1900 | _1900
_1900 | _1900
_1900 | _1900
_1900 | _1900
_1900 | _1900
_1900 | _1900
_1900 | _1900
_1900 | _1900
_1900 | _1900
_1900 | _1900
_1900 | _1900
_1900 | _1900
_1900 | _1900
_1900 | _1900
_1900 | _1900
_1900 | _1900
_1900 | _1900
_1900 | _1900
_1900 | _1900
_1900 | _1900
_1900 | _1900
_1900 | _1900
_1900 | _1900
_1900 | _1900
_1900 | _1900
_1900 | _1900
_1900 | _1900
_1900 | _1900
_1900 | _1900
_1900 | _1900
_1900 | _1900
_1900 | _1900
_1900 | _1900
_1900 | _1900
_1900 | _1900
_1900 | _1900
_1900 | _1900
_1900 | _1900
_1900 | _1900
_1900 | _1900
_1900 | _1900
_1900 | _1900
_1900 | _1900
_1900 | _1900
_1900 | _1900
_1900 | _1900
_1900 | _1900
_1900 | _1900
_1900 | _1900
_1900 | _1900
_1900 | _1900
_1900 | _1900
_1900 | _1900
_1900 | _1900
_1900 | _1900
_1900 | _1900
_1900 | _1900
_1900 | _1900
_1900 | _1900
_1900 | _1900
_1900 | _1900
_1900 | _1900
_1900 | _1900
_1900 | _1900
_1900 | _1900
_1900 | _1900
_1900 | _1900
_1900 | _1900
_1900 | _1900
_1900 | _1900
_1900 | _1900
_1900 | _1900
_1900 | _1900
_1900 | _1900
_1900 | _1900
_1900 | _1900
_1900 | _1900
_1900 | _1900
_1900 | _1900
_1900 | _1900
_1900 | _1900
_1900 | _1900
_1900 | _1900
_1900 | _1900
_1900 | _1900
_1900 | _1900
_1900 | _1900
_1900 | _1900
_1900 | _1900
_1900 | _1900
_1900 | _1900
_1900 | _1900
_1900 | _1900
_1900 | _1900
_1900 | _1900
_1900 | _1900
_1900 | _1900
_1900 | _1900
_1900 | _1900
_1900 | _1900
_1900 | _1900
_1900 | _1900
_1900 | _1900
_1900 | _1900
_1900 | _1900
_1900 | _1900
_1900 | _1900
_1900 | _1900
_1900 | _1900
_1900 | _1900
_1900 | _1900
_1900 | _1900
_1900 | _1900
_1900 | _1900
_1900 | _1900
_1900 | _1900
_1900 | _1900
_1900 | _1900
_1900 | _1900
_1900 | _1900
_1900 | _1900
_1900 | _1900
_1900 | _1900
_1900 | _1900
_1900 | _1900
_1900 | _1900
_1900 | _1900
_1900 | _1900
_1900 | _1900
_1900 | _1900
_1900 | _1900
_1900 | _1900
_1900 | _1900
_1900 | _1900
_1900 | _1900
_1900 | _1900
_1900 | _1900
_1900 | _1900
_1900 | _1900
_1900 | _1900
_1900 | _1900
_1900 | _1900
_1900 | _1900
_1900 | _1900
_1900 | _1900
_1900 | _1900
_1900 | _1900
_1900 | _1900
_1900 | _1900
_1900 | _1900
_1900 | _1900
_1900 | _1900
_1900 | _1900
_1900 | _1900
_1900 | _1900
_1900 | _1900
_1900 | _1900
_1900 | _1900
_1900 | _1900
_1900 | _1900
_1900 | _1900
_1900 | _1900
_1900 | _1900
_1900 | _1900
_1900 | _1900
_1900 | _1900
_1900 | _1900
_1900 | _1900
_1900 | _1900
_1900 | _1900
_1900 | _1900
_1900 | _1900
_1900 | _1900
_1900 | _1900
_1900 | _1900
_1900 | _1900
_1900 | _1900
_1900 | _1900
_1900 | _1900
_1900 | _1900
_1900 | _1900
_1900 | _1900
_1900 | _1900
_1900 | _1900
_1900 | _1900
_1900 | _1900
_1900 | _1900
_1900 | _1900
_1900 | _1900
_1900 | _1900
_1900 | _1900
_1900 | _1900
_1900 | _1900
_1900 | _1900
_1900 | _1900
_1900 | _1900
_1900 | _1900
_1900 | _1900
_1900 | _1900
_1900 | _1900
_1900 | _1900
_1900 | _1900
_1900 | _1900
_1900 | _1900
_1900 | _1900
_1900 | _1900
_1900 | _1900
_1900 | _1900
_1900 | _1900
_1900 | _1900
_1900 | _1900
_1900 | _1900
_1900 | _1900
_1900 | _1900
_1900 | _1900
_1900 | _1900
_1900 | _1900
_1900 | _1900
_1900 | _1900
_1900 | _1900
_1900 | _1900
_1900 | _1900
_1900 | _1900
_1900 | _1900
_1900 | _1900
_1900 | _1900
_1900 | _1900
_1900 | _1900
_1900 | _1900
_1900 | _1900
_1900 | _1900
_1900 | _1900
_1900 | _1900
_1900 | _1900
_1900 | _1900
_1900 | _1900
_1900 | _1900
_1900 | _1900
_1900 | _1900
_1900 | _1900
_1900 | _1900
_1900 | _1900
_1900 | _1900
_1900 | _1900
_1900 | _1900
_1900 | _1900
_1900 | _1900
_1900 | _1900
_1900 | _1900
_1900 | _1900
_1900 | _1900
_1900 | _1900
_1900 | _1900
_1900 | _1900
_1900 | _1900
_1900 | _1900
_1900 | _1900
_1900 | _1900
_1900 | _1900
_1900 | _1900
_1900 | _1900
_1900 | _1900
_1900 | _1900
_1900 | _1900
_1900 | _1900
_1900 | _1900
_1900 | _1900
_1900 | _1900
_1900 | _1900
_1900 | _1900
_1900 | _1900
_1900 | _1900
_1900 | _1900
_1900 | _1900
_1900 | _1900
_1900 | _1900
_1900 | _1900
_1900 | _1900
_1900 | _1900
_1900 | _1900
_1900 | _1900
_1900 | _1900
_1900 | _1900
_1900 | _1900
_1900 | _1900
_1900 | _1900
_1900 | _1900
_1900 | _1900
_1900 | _1900
_1900 | _1900
_1900 | _1900
_1900 | _1900
_1900 | _1900
_1900 | _1900
_1900 | _1900
_1900 | _1900
_1900 | _1900
_1900 | _1900
_1900 | _1900
_1900 | _1900
_1900 | _1900
_1900 | _1900
_1900 | _1900
_1900 | _1900
_1900 | _1900
_1900 | _1900
_1900 | _1900
_1900 | _1900
_1900 | _1900
_1900 | _1900
_1900 | _1900
_1900 | _1900
_1900 | _1900
_1900 | _1900
_1900 | _1900
_1900 | _1900
_1900 | _1900
_1900 | _1900
_1900 | _1900
_1900 | _1900
_1900 | _1900
_1900 | _1900
_1900 | _1900
_1900 | _1900
_1900 | _1900
_1900 | _1900
_1900 | _1900
_1900 | _1900
_1900 | _1900
_1900 | _1900
_1900 | _1900
_1900 | _1900
_1900 | _1900
_1900 | _1900
_1900 | _1900
_1900 | _1900
_1900 | _1900
_1900 | _1900
_1900 | _1900
_1900 | _1900
_1900 | _1900
_1900 | _1900
_1900 | _1900
_1900 | _1900
_1900 | _1900
_1900 | _1900
_1900 | _1900
_1900 | _1900
_1900 | _1900
_1900 | _1900
_1900 | _1900
_1900 | _1900
_1900 | _1900
_1900 | _1900
_1900 | _1900
_1900 | _1900
_1900 | _1900
_1900 | _1900
_1900 | _1900
_1900 | _1900
_1900 | _1900
_1900 | _1900
_1900 | _1900
_1900 | _1900
_1900 | _1900
_1900 | _1900
_1900 | _1900
_1900 | _1900
_1900 | _1900
_1900 | _1900
_1900 | _1900
_1900 | _1900
_1900 | _1900
_1900 | _1900
_1900 | _1900
_1900 | _1900
_1900 | _1900
_1900 | _1900
_1900 | _1900
_1900 | _1900
_1900 | _1900
_1900 | _1900
_1900 | _1900
_1900 | _1900
_1900 | _1900
_1900 | _1900
_1900 | _1900
_1900 | _1900
_1900 | _1900
_1900 | _1900
_1900 | _1900
_1900 | _1900
_1900 | _1900
_1900 | _1900
_1900 | _1900
_1900 | _1900
_1900 | _1900
_1900 | _1900
_1900 | _1900
_1900 | _1900
_1900 | _1900
_1900 | _1900
_1900 | _1900
_1900 | _1900
_1900 | _1900
_1900 | _1900
_1900 | _1900
_1900 | _1900
_1900 | _1900
_1900 | _1900
_1900 | _1900
_1900 | _1900
_1900 | _1900
_1900 | _1900
_1900 | _1900
_1900 | _1900
_1900 | _1900
_1900 | _1900
_1900 | _1900
_1900 | _1900
_1900 | _1900
_1900 | _1900
_1900 | _1900
_1900 | _1900
_1900 | _1900
_1900 | _1900
_1900 | _1900
_1900 | _1900
_1900 | _1900
_1900 | _1900
_1900 | _1900
_1900 | _1900
_1900 | _1900
_1900 | _1900
_1900 | _1900
_1900 | _1900
_1900 | _1900
_1900 | _1900
_1900 | _1900
_1900 | _1900
_1900 | _1900
_1900 | _1900
_1900 | _1900
_1900 | _1900
_1900 | _1900
_1900 | _1900
_1900 | _1900
_1900 | _1900
_1900 | _1900
_1900 | _1900
_1900 | _1900
_1900 | _1900
_1900 | _1900
_1900 | _1900
_1900 | _1900
_1900 | _1900
_1900 | _1900
_1900 | _1900
_1900 | _1900
_1900 | _1900
_1900 | _1900
_1900 | _1900
_1900 | _1900
_1900 | _1900
_1900 | _1900
_1900 | _1900
_1900 | _1900
_1900 | _1900
_1900 | _1900
_1900 | _1900
_1900 | _1900
_1900 | _1900
_1900 | _1900
_1900 | _1900
_1900 | _1900
_1900 | _1900
_1900 | _1900
_1900 | _1900
_1900 | _1900
_1900 | _1900
_1900 | _1900
_1900 | _1900
_1900 | _1900
_1900 | _1900
_1900 | _1900
_1900 | _1900
_1900 | _1900
_1900 | _1900
_1900 | _1900
_1900 | _1900
_1900 | _1900
_1900 | _1900
_1900 | _1900
_1900 | _1900
_1900 | _1900
_1900 | _1900
_1900 | _1900
_1900 | _1900
_1900 | _1900
_1900 | _1900
_1900 | _1900
_1900 | _1900
_1900 | _1900
_1900 | _1900
_1900 | _1900
_1900 | _1900
_1900 | _1900
_1900 | _1900
_1900 | _1900
_1900 | _1900
_1900 | _1900
_1900 | _1900
_1900 | _1900
_1900 | _1900
_1900 | _1900
_1900 | _1900
_1900 | _1900
_1900 | _1900
_1900 | _1900
_1900 | _1900
_1900 | _1900
_1900 | _1900
_1900 | _1900
_1900 | _1900
_1900 | _1900
_1900 | _1900
_1900 | _1900
_1900 | _1900
_1900 | _1900
_1900 | _1900
_1900 | _1900
_1900 | _1900
_1900 | _1900
_1900 | _1900
_1900 | _1900
_1900 | _1900
_1900 | _1900
_1900 | _1900
_1900 | _1900
_1900 | _1900
_1900 | _1900
_1900 | _1900
_1900 | _1900
_1900 | _1900
_1900 | _1900
_1900 | _1900
_1900 | _1900
_1900 | _1900
_1900 | _1900
_1900 | _1900
_1900 | _1900
_1900 | _1900
_1900 | _1900
_1900 | _1900
_1900 | _1900
_1900 | _1900
_1900 | _1900
_1900 | _1900
_1900 | _1900
_1900 | _1900
_1900 | _1900
_1900 | _1900
_1900 | _1900
_1900 | _1900
_1900 | _1900
_1900 | _1900
_1900 | _1900
_1900 | _1900
_1900 | _1900
_1900 | _1900
_1900 | _1900
_1900 | _1900
_1900 | _1900
_1900 | _1900
_1900 | _1900
_1900 | _1900
_1900 | _1900
_1900 | _1900
_1900 | _1900
_1900 | _1900
_1900 | _1900
_1900 | _1900
_1900 | _1900
_1900 | _1900
_1900 | _1900
_1900 | _1900
_1900 | _1900
_1900 | _1900
_1900 | _1900
_1900 | _1900
_1900 | _1900
_1900 | _1900
_1900 | _1900
_1900 | _1900
_1900 | _1900
_1900 | _1900
_1900 | _1900
_1900 | _1900
_1900 | _1900
_1900 | _1900
_1900 | _1900
_1900 | _1900
_1900 | _1900
_1900 | _1900
_1900 | _1900
_1900 | _1900
_1900 | _1900
_1900 | _1900
_1900 | _1900
_1900 | _1900
_1900 | _1900
_1900 | _1900
_1900 | _1900
_1900 | _1900
_1900 | _1900
_1900 | _1900
_1900 | _1900
_1900 | _1900
_1900 | _1900
_1900 | _1900
_1900 | _1900
_1900 | _1900
_1900 | _1900
_1900 | _1900
_1900 | _1900
_1900 | _1900
_1900 | _1900
_1900 | _1900
_1900 | _1900
_1900 | _1900
_1900 | _1900
_1900 | _1900
_1900 | _1900
_1900 | _1900
_1900 | _1900
_1900 | _1900
_1900 | _1900
_1900 | _1900
_1900 | _1900
_1900 | _1900
_1900 | _1900
_1900 | _1900
_1900 | _1900
_1900 | _1900
_1900 | _1900
_1900 | _1900
_1900 | _1900
_1900 | _1900
_1900 | _1900
_1900 | _1900
_1900 | _1900
_1900 | _1900
_1900 | _1900
_1900 | _1900
_1900 | _1900
_1900 | _1900
_1900 | _1900
_1900 | _1900
_1900 | _1900
_1900 | _1900
_1900 | _1900
_1900 | _1900
_1900 | _1900
_1900 | _1900
_1900 | _1900
_1900 | _1900
_1900 | _1900
_1900 | _1900
_1900 | _1900
_1900 | _1900
_1900 | _1900
_1900 | _1900
_1900 | _1900
_1900 | _1900
_1900 | _1900
_1900 | _1900
_1900 | _1900
_1900 | _1900
_1900 | _1900
_1900 | _1900
_1900 | _1900
_1900 | _1900
_1900 | _1900
_1900 | _1900
_1900 | _1900
_1900 | _1900
_1900 | _1900
_1900 | _1900
_1900 | _1900
_1900 | _1900
_1900 | _1900
_1900 | _1900
_1900 | _1900
_1900 | _1900
_1900 | _1900
_1900 | _1900
_1900 | _1900
_1900 | _1900
_1900 | _1900
_1900 | _1900
_1900 | _1900
_1900 | _1900
_1900 | _1900
_1900 | _1900
_1900 | _1900
_1900 | _1900
_1900 | _1900
_1900 | _1900
_1900 | _1900
_1900 | _1900
_1900 | _1900
_1900 | _1900
_1900 | _1900
_1900 | _1900
_1900 | _1900
_1900 | _1900
_1900 | _1900
_1900 | _1900
_1900 | _1900
_1900 | _1900
_1900 | _1900
_1900 | _1900
_1900 | _1900
_1900 | _1900
_1900 | _1900
_1900 | _1900
_1900 | _1900
_1900 | _1900
_1900 | _1900
_1900 | _1900
_1900 | _1900
_1900 | _1900
_1900 | _1900
_1900 | _1900
_1900 | _1900
_1900 | _1900
_1900 | _1900
_1900 | _1900
_1900 | _1900
_1900 | _1900
_1900 | _1900
_1900 | _1900
_1900 | _1900
_1900 | _1900
_1900 | _1900
_1900 | _1900
_1900 | _1900
_1900 | _1900
_1900 | _1900
_1900 | _1900
_1900 | _1900
_1900 | _1900
_1900 | _1900
_1900 | _1900
_1900 | _1900
_1900 | _1900
_1900 | _1900
_1900 | _1900
_1900 | _1900
_1900 | _1900
_1900 | _1900
_1900 | _1900
_1900 | _1900
_1900 | _1900
_1900 | _1900
_1900 | _1900
_1900 | _1900
_1900 | _1900
_1900 | _1900
_1900 | _1900
_1900 | _1900
_1900 | _1900
_1900 | _1900
_1900 | _1900
_1900 | _1900
_1900 | _1900
_1900 | _1900
_1900 | _1900
_1900 | _1900
_1900 | _1900
_1900 | _1900
_1900 | _1900
_1900 | _1900
_1900 | _1900
_1900 | _1900
_1900 | _1900
_1900 | _1900
_1900 | _1900
_1900 | _1900
_1900 | _1900
_1900 | _1900
_1900 | _1900
_1900 | _1900
_1900 | _1900
_1900 | _1900
_1900 | _1900
_1900 | _1900
_1900 | _1900
_1900 | _1900
_1900 | _1900
_1900 | _1900
_1900 | _1900
_1900 | _1900
_1900 | _1900
_1900 | _1900
_1900 | _1900
_1900 | _1900
_1900 | _1900
_1900 | _1900
_1900 | _1900
_1900 | _1900
_1900 | _1900
_1900 | _1900
_1900 | _1900
_1900 | _1900
_1900 | _1900
_1900 | _1900
_1900 | _1900
_1900 | _1900
_1900 | _1900
_1900 | _1900
_1900 | _1900
_1900 | _1900
_1900 | _1900
_1900 | _1900
_1900 | _1900
_1900 | _1900
_1900 | _1900
_1900 | _1900
_1900 | _1900
_1900 | _1900
_1900 | _1900
_1900 | _1900
_1900 | _1900
_1900 | _1900
_1900 | _1900
_1900 | _1900
_1900 | _1900
_1900 | _1900
_1900 | _1900
_1900 | _1900
_1900 | _1900
_1900 | _1900
_1900 | _1900
_1900 | _1900
_1900 | _1900
_1900 | _1900
_1900 | _1900
_1900 | _1900
_1900 | _1900
_1900 | _1900
_1900 | _1900
_1900 | _1900
_1900 | _1900
_1900 | _1900
_1900 | _1900
_1900 | _1900
_1900 | _1900
_1900 | _1900
_1900 | _1900
_1900 | _1900
_1900 | _1900
_1900 | _1900
_1900 | _1900
_1900 | _1900
_1900 | _1900
_1900 | _1900
_1900 | _1900
_1900 | _1900
_1900 | _1900
_1900 | _1900
_1900 | _1900
_1900 | _1900
_1900 | _1900
_1900 | _1900
_1900 | _1900
_1900 | _1900
_1900 | _1900
_1900 | _1900
_1900 | _1900
_1900 | _1900
_1900 | _1900
_1900 | _1900
_1900 | _1900
_1900 | _1900
_1900 | _1900
_1900 | _1900
_1900 | _1900
_1900 | _1900
_1900 | _1900
_1900 | _1900
_1900 | _1900
_1900 | _1900
_1900 | _1900
_1900 | _1900
_1900 | _1900
_1900 | _1900
_1900 | _1900
_1900 | _1900
_1900 | _1900
_1900 | _1900
_1900 | _1900
_1900 | _1900
_1900 | _1900
_1900 | _1900
_1900 | _1900
_1900 | _1900
_1900 | _1900
_1900 | _1900
_1900 | _1900
_1900 | _1900
_1900 | _1900
_1900 | _1900
_1900 | _1900
_1900 | _1900
_1900 | _1900
_1900 | _1900
_1900 | _1900
_1900 | _1900
_1900 | _1900
_1900 | _1900
_1900 | _1900
_1900 | _1900
_1900 | _1900
_1900 | _1900
_1900 | _1900
_1900 | _1900
_1900 | _1900
_1900 | _1900
_1900 | _1900
_1900 | _1900
_1900 | _1900
_1900 | _1900
_1900 | _1900
_1900 | _1900
_1900 | _1900
_1900 | _1900
_1900 | _1900
_1900 | _1900
_1900 | _1900
_1900 | _1900
_1900 | _1900
_1900 | _1900
_1900 | _1900
_1900 | _1900
_1900 | _1900
_1900 | _1900
_1900 | _1900
_1900 | _1900
_1900 | _1900
_1900 | _1900
_1900 | _1900
_1900 | _1900
_1900 | _1900
_1900 | _1900
_1900 | _1900
_1900 | _1900
_1900 | _1900
_1900 | _1900
_1900 | _1900
_1900 | _1900
_1900 | _1900
_1900 | _1900
_1900 | _1900
_1900 | _1900
_1900 | _1900
_1900 | _1900
_1900 | _1900
_1900 | _1900
_1900 | _1900
_1900 | _1900
_1900 | _1900
_1900 | _1900
_1900 | _1900
_1900 | _1900
_1900 | _1900
_1900 | _1900
_1900 | _1900
_1900 | _1900
_1900 | _1900
_1900 | _1900
_1900 | _1900
_1900 | _1900
_1900 | _1900
_1900 | _1900
_1900 | _1900
_1900 | _1900
_1900 | _1900
_1900 | _1900
_1900 | _1900
_1900 | _1900
_1900 | _1900
_1900 | _1900
_1900 | _1900
_1900 | _1900
_1900 | _1900
_1900 | _1900
_1900 | _1900
_1900 | _1900
_1900 | _1900
_1900 | _1900
_1900 | _1900
_1900 | _1900
_1900 | _1900
_1900 | _1900
_1900 | _1900
_1900 | _1900
_1900 | _1900
_1900 | _1900
_1900 | _1900
_1900 | _1900
_1900 | _1900
_1900 | _1900
_1900 | _1900
_1900 | _1900
_1900 | _1900
_1900 | _1900
_1900 | _1900
_1900 | _1900
_1900 | _1900
_1900 | _1900
_1900 | _1900
_1900 | _1900
_1900 | _1900
_1900 | _1900
_1900 | _1900
_1900 | _1900
_1900 | _1900
_1900 | _1900
_1900 | _1900
_1900 | _1900
_1900 | _1900
_1900 | _1900
_1900 | _1900
_1900 | _1900
_1900 | _1900
_1900 | _1900
_1900 | _1900
_1900 | _1900
_1900 | _1900
_1900 | _1900
_1900 | _1900
_1900 | _1900
_1900 | _1900
_1900 | _1900
_1900 | _1900
_1900 | _1900
_1900 | _1900
_1900 | _1900
_1900 | _1900
_1900 | _1900
_1900 | _1900
_1900 | _1900
_1900 | _1900
_1900 | _1900
_1900 | _1900
_1900 | _1900
_1900 | _1900
_1900 | _1900
_1900 | _1900
_1900 | _1900
_1900 | _1900
_1900 | _1900
_1900 | _1900
_1900 | _1900
_1900 | _1900
_1900 | _1900
_1900 | _1900
_1900 | _1900
_1900 | _1900
_1900 | _1900
_1900 | _1900
_1900 | _1900
_1900 | _1900
_1900 | _1900
_1900 | _1900
_1900 | _1900
_1900 | _1900
_1900 | _1900
_1900 | _1900
_1900 | _1900
_1900 | _1900
_1900 | _1900
_1900 | _1900
_1900 | _1900
_1900 | _1900
_1900 | _1900
_1900 | _1900
_1900 | _1900
_1900 | _1900
_1900 | _1900
_1900 | _1900
_1900 | _1900
_1900 | _1900
_1900 | _1900
_1900 | _1900
_1900 | _1900
_1900 | _1900
_1900 | _1900
_1900 | _1900
_1900 | _1900
_1900 | _1900
_1900 | _1900
_1900 | _1900
_1900 | _1900
_1900 | _1900
_1900 | _1900
_1900 | _1900
_1900 | _1900
_1900 | _1900
_1900 | _1900
_1900 | _1900
_1900 | _1900
_1900 | _1900
_1900 | _1900
_1900 | _1900
_1900 | _1900
_1900 | _1900
_1900 | _1900
_1900 | _1900
_1900 | _1900
_1900 | _1900
_1900 | _1900
_1900 | _1900
_1900 | _1900
_1900 | _1900
_1900 | _1900
_1900 | _1900
_1900 | _1900
_1900 | _1900
_1900 | _1900
_1900 | _1900
_1900 | _1900
_1900 | _1900
_1900 | _1900
_1900 | _1900
_1900 | _1900
_1900 | _1900
_1900 | _1900
_1900 | _1900
_1900 | _1900
_1900 | _1900
_1900 | _1900
_1900 | _1900
_1900 | _1900
_1900 | _1900
_1900 | _1900
_1900 | _1900
_1900 | _1900
_1900 | _1900
_1900 | _1900
_1900 | _1900
_1900 | _1900
_1900 | _1900
_1900 | _1900
_1900 | _1900
_1900 | _1900
_1900 | _1900
_1900 | _1900
_1900 | _1900
_1900 | _1900
_1900 | _1900
_1900 | _1900
_1900 | _1900
_1900 | _1900
_1900 | _1900
_1900 | _1900
_1900 | _1900
_1900 | _1900
_1900 | _1900
_1900 | _1900
_1900 | _1900
_1900 | _1900
_1900 | _1900
_1900 | _1900
_1900 | _1900
_1900 | _1900
_1900 | _1900
_1900 | _1900
_1900 | _1900
_1900 | _1900
_1900 | _1900
_1900 | _1900
_1900 | _1900
_1900 | _1900
_1900 | _1900
_1900 | _1900
_1900 | _1900
_1900 | _1900
_1900 | _1900
_1900 | _1900
_1900 | _1900
_1900 | _1900
_1900 | _1900
_1900 | _1900
_1900 | _1900
_1900 | _1900
_1900 | _1900
_1900 | _1900
_1900 | _1900
_1900 | _1900
_1900 | _1900
_1900 | _1900
_1900 | _1900
_1900 | _1900
_1900 | _1900
_1900 | _1900
_1900 | _1900
_1900 | _1900
_1900 | _1900
_1900 | _1900
_1900 | _1900
_1900 | _1900
_1900 | _1900
_1900 | _1900
_1900 | _1900
_1900 | _1900
_1900 | _1900
_1900 | _1900
_1900 | _1900
_1900 | _1900
_1900 | _1900
_1900 | _1900
_1900 | _1900
_1900 | _1900
_1900 | _1900
_1900 | _1900
_1900 | _1900
_1900 | _1900
_1900 | _1900
_1900 | _1900
_1900 | _1900
_1900 | _1900
_1900 | _1900
_1900 | _1900
_1900 | _1900
_1900 | _1900
_1900 | _1900
_1900 | _1900
_1900 | _1900
_1900 | _1900
_1900 | _1900
_1900 | _1900
_1900 | _1900
_1900 | _1900
_1900 | _1900
_1900 | _1900
_1900 | _1900
_1900 | _1900
_1900 | _1900
_1900 | _1900
_1900 | _1900
_1900 | _1900
_1900 | _1900
_1900 | _1900
_1900 | _1900
_1900 | _1900
_1900 | _1900
_1900 | _1900
_1900 | _1900
_1900 | _1900
_1900 | _1900
_1900 | _1900
_1900 | _1900
_1900 | _1900
_1900 | _1900
_1900 | _1900
_1900 | _1900
_1900 | _1900
_1900 | _1900
_1900 | _1900
_1900 | _1900
_1900 | _1900
_1900 | _1900
_1900 | _1900
_1900 | _1900
_1900 | _1900
_1900 | _1900
_1900 | _1900
_1900 | _1900
_1900 | _1900
_1900 | _1900
_1900 | _1900
_1900 | _1900
_1900 | _1900
_1900 | _1900
_1900 | _1900
_1900 | _1900
_1900 | _1900
_1900 | _1900
_1900 | _1900
_1900 | _1900
_1900 | _1900
_1900 | _1900
_1900 | _1900
_1900 | _1900
_1900 | _1900
_1900 | _1900
_1900 | _1900
_1900 | _1900
_1900 | _1900
_1900 | _1900
_1900 | _1900
_1900 | _1900
_1900 | _1900
_1900 | _1900
_1900 | _1900
_1900 | _1900
_1900 | _1900
_1900 | _1900
_1900 | _1900
_1900 | _1900
_1900 | _1900
_1900 | _1900
_1900 | _1900
_1900 | _1900
_1900 | _1900
_1900 | _1900
_1900 | _1900
_1900 | _1900
_1900 | _1900
_1900 | _1900
_1900 | _1900
_1900 | _1900
_1900 | _1900
_1900 | _1900
_1900 | _1900
_1900 | _1900
_1900 | _1900
_1900 | _1900
_1900 | _1900
_1900 | _1900
_1900 | _1900
_1900 | _1900
_1900 | _1900
_1900 | _1900
_1900 | _1900
_1900 | _1900
_1900 | _1900
_1900 | _1900
_1900 | _1900
_1900 | _1900
_1900 | _1900
_1900 | _1900
_1900 | _1900
_1900 | _1900
_1900 | _1900
_1900 | _1900
_1900 | _1900
_1900 | _1900
_1900 | _1900
_1900 | _1900
_1900 | _1900
_1900 | _1900
_1900 | _1900
_1900 | _1900
_1900 | _1900
_1900 | _1900
_1900 | _1900
_1900 | _1900
_1900 | _1900
_1900 | _1900
_1900 | _1900
_1900 | _1900
_1900 | _1900
_1900 | _1900
_1900 | _1900
_1900 | _1900
_1900 | _1900
_1900 | _1900
_1900 | _1900
_1900 | _1900
_1900 | _1900
_1900 | _1900
_1900 | _1900
_1900 | _1900
_1900 | _1900
_1900 | _1900
_1900 | _1900
_1900 | _1900
_1900 | _1900
_1900 | _1900
_1900 | _1900
_1900 | _1900
_1900 | _1900
_1900 | _1900
_1900 | _1900
_1900 | _1900
_1900 | _1900
_1900 | _1900
_1900 | _1900
_1900 | _1900
_1900 | _1900
_1900 | _1900
_1900 | _1900
_1900 | _1900
_1900 | _1900
_1900 | _1900
_1900 | _1900
_1900 | _1900
_1900 | _1900
_1900 | _1900
_1900 | _1900
_1900 | _1900
_1900 | _1900
_1900 | _1900
_1900 | _1900
_1900 | _1900
_1900 | _1900
_1900 | _1900
_1900 | _1900
_1900 | _1900
_1900 | _1900
_1900 | _1900
_1900 | _1900
_1900 | _1900
_1900 | _1900
_1900 | _1900
_1900 | _1900
_1900 | _1900
_1900 | _1900
_1900 | _1900
_1900 | _1900
_1900 | _1900
_1900 | _1900
_1900 | _1900
_1900 | _1900
_1900 | _1900
_1900 | _1900
_1900 | _1900
_1900 | _1900
_1900 | _1900
_1900 | _1900
_1900 | _1900
_1900 | _1900
_1900 | _1900
_1900 | _1900
_1900 | _1900
_1900 | _1900
_1900 | _1900
_1900 | _1900
_1900 | _1900
_1900 | _1900
_1900 | _1900
_1900 | _1900
_1900 | _1900
_1900 | _1900
_1900 | _1900
_1900 | _1900
_1900 | _1900
_1900 | _1900
_1900 | _1900
_1900 | _1900
_1900 | _1900
_1900 | _1900
_1900 | _1900
_1900 | _1900
_1900 | _1900
_1900 | _1900
_1900 | _1900
_1900 | _1900
_1900 | _1900
_1900 | _1900
_1900 | _1900
_1900 | _1900
_1900 | _1900
_1900 | _1900
_1900 | _1900
_1900 | _1900
_1900 | _1900
_1900 | _1900
_1900 | _1900
_1900 | _1900
_1900 | _1900
_1900 | _1900
_1900 | _1900
_1900 | _1900
_1900 | _1900
_1900 | _1900
_1900 | _1900
_1900 | _1900
_1900 | _1900
_1900 | _1900
_1900 | _1900
_1900 | _1900
_1900 | _1900
_1900 | _1900
_1900 | _1900
_1900 | _1900
_1900 | _1900
_1900 | _1900
_1900 | _1900
_1900 | _1900
_1900 | _1900
_1900 | _1900
_1900 | _1900
_1900 | _1900
_1900 | _1900
_1900 | _1900
_1900 | _1900
_1900 | _1900
_1900 | _1900
_1900 | _1900
_1900 | _1900
_1900 | _1900
_1900 | _1900
_1900 | _1900
_1900 | _1900
_1900 | _1900
_1900 | _1900
_1900 | _1900
_1900 | _1900
_1900 | _1900
_1900 | _1900
_1900 | _1900
_1900 | _1900
_1900 | _1900
_1900 | _1900
_1900 | _1900
_1900 | _1900
_1900 | _1900
_1900 | _1900
_1900 | _1900
_1900 | _1900
_1900 | _1900
_1900 | _1900
_1900 | _1900
_1900 | _1900
_1900 | _1900
_1900 | _1900
_1900 | _1900
_1900 | _1900
_1900 | _1900
_1900 | _1900
_1900 | _1900
_1900 | _1900
_1900 | _1900
_1900 | _1900
_1900 | _1900
_1900 | _1900
_1900 | _1900
_1900 | _1900
_1900 | _1900
_1900 | _1900
_1900 | _1900
_1900 | _1900
_1900 | _1900
_1900 | _1900
_1900 | _1900
_1900 | _1900
_1900 | _1900
_1900 | _1900
_1900 | _1900
_1900 | _1900
_1900 | _1900
_1900 | _1900
_1900 | _1900
_1900 | _1900
_1900 | _1900
_1900 | _1900
_1900 | _1900
_1900 | _1900
_1900 | _1900
_1900 | _1900
_1900 | _1900
_1900 | _1900
_1900 | _1900
_1900 | _1900
_1900 | _1900
_1900 | _1900
_1900 | _1900
_1900 | _1900
_1900 | _1900
_1900 | _1900
_1900 | _1900
_1900 | _1900
_1900 | _1900
_1900 | _1900
_1900 | _1900
_1900 | _1900
_1900 | _1900
_1900 | _1900
_1900 | _1900
_1900 | _1900
_1900 | _1900
_1900 | _1900
_1900 | _1900
_1900 | _1900
_1900 | _1900
_1900 | _1900
_1900 | _1900
_1900 | _1900
_1900 | _1900
_1900 | _1900
_1900 | _1900
_1900 | _1900
_1900 | _1900
_1900 | _1900
_1900 | _1900
_1900 | _1900
_1900 | _1900
_1900 | _1900
_1900 | _1900
_1900 | _1900
_1900 | _1900
_1900 | _1900
_1900 | _1900
_1900 | _1900
_1900 | _1900
_1900 | _1900
_1900 | _1900
_1900 | _1900
_1900 | _1900
_1900 | _1900
_1900 | _1900
_1900 | _1900
_1900 | _1900
_1900 | _1900
_1900 | _1900
_1900 | _1900
_1900 | _1900
_1900 | _1900
_1900 | _1900
_1900 | _1900
_1900 | _1900
_1900 | _1900
_1900 | _1900
_1900 | _1900
_1900 | _1900
_1900 | _1900
_1900 | _1900
_1900 | _1900
_1900 | _1900
_1900 | _1900
_1900 | _1900
_1900 | _1900
_1900 | _1900
_1900 | _1900
_1900 | _1900
_1900 | _1900
_1900 | _1900
_1900 | _1900
_1900 | _1900
_1900 | _1900
_1900 | _1900
_1900 | _1900
_1900 | _1900
_1900 | _1900
_1900 | _1900
_1900 | _1900
_1900 | _1900
_1900 | _1900
_1900 | _1900
_1900 | _1900
_1900 | _1900
_1900 | _1900
_1900 | _1900
_1900 | _1900
_1900 | _1900
_1900 | _1900
_1900 | _1900
_1900 | _1900
_1900 | _1900
_1900 | _1900
_1900 | _1900
_1900 | _1900
_1900 | _1900
_1900 | _1900
_1900 | _1900
_1900 | _1900
_1900 | _1900
_1900 | _1900
_1900 | _1900
_1900 | _1900
_1900 | _1900
_1900 | _1900
_1900 | _1900
_1900 | _1900
_1900 | _1900
_1900 | _1900
_1900 | _1900
_1900 | _1900
_1900 | _1900
_1900 | _1900
_1900 | _1900
_1900 | _1900
_1900 | _1900
_1900 | _1900
_1900 | _1900
_1900 | _1900
_1900 | _1900
_1900 | _1900
_1900 | _1900
_1900 | _1900
_1900 | _1900
_1900 | _1900
_1900 | _1900
_1900 | _1900
_1900 | _1900
_1900 | _1900
_1900 | _1900
_1900 | _1900
_1900 | _1900
_1900 | _1900
_1900 | _1900
_1900 | _1900
_1900 | _1900
_1900 | _1900
_1900 | _1900
_1900 | _1900
_1900 | _1900
_1900 | _1900
_1900 | _1900
_1900 | _1900
_1900 | _1900
_1900 | _1900
_1900 | _1900
_1900 | _1900
_1900 | _1900
_1900 | _1900
_1900 | _1900
_1900 | _1900
_1900 | _1900
_1900 | _1900
_1900 | _1900
_1900 | _1900
_1900 | _1900
_1900 | _1900
_1900 | _1900
_1900 | _1900
_1900 | _1900
_1900 | _1900
_1900 | _1900
_1900 | _1900
_1900 | _1900
_1900 | _1900
_1900 | _1900
_1900 | _1900
_1900 | _1900
_1900 | _1900
_1900 | _1900
_1900 | _1900
_1900 | _1900
_1900 | _1900
_1900 | _1900
_1900 | _1900
_1900 | _1900
_1900 | _1900
_1900 | _1900
_1900 | _1900
_1900 | _1900
_1900 | _1900
_1900 | _1900
_1900 | _1900
_1900 | _1900
_1900 | _1900
_1900 | _1900
_1900 | _1900
_1900 | _1900
_1900 | _1900
_1900 | _1900
_1900 | _1900
_1900 | _1900
_1900 | _1900
_1900 | _1900
_1900 | _1900
_1900 | _1900
_1900 | _1900
_1900 | _1900
_1900 | _1900
_1900 | _1900
_1900 | _1900
_1900 | _1900
_1900 | _1900
_1900 | _1900
_1900 | _1900
_1900 | _1900
_1900 | _1900
_1900 | _1900
_1900 | _1900
_1900 | _1900
_1900 | _1900
_1900 | _1900
_1900 | _1900
_1900 | _1900
_1900 | _1900
_1900 | _1900
_1900 | _1900
_1900 | _1900
_1900 | _1900
_1900 | _1900
_1900 | _1900
_1900 | _1900
_1900 | _1900
_1900 | _1900
_1900 | _1900
_1900 | _1900
_1900 | _1900
_1900 | _1900
_1900 | _1900
_1900 | _1900
_1900 | _1900
_1900 | _1900
_1900 | _1900
_1900 | _1900
_1900 | _1900
_1900 | _1900
_1900 | _1900
_1900 | _1900
_1900 | _1900
_1900 | _1900
_1900 | _1900
_1900 | _1900
_1900 | _1900
_1900 | _1900
_1900 | _1900
_1900 | _1900
_1900 | _1900
_1900 | _1900
_1900 | _1900
_1900 | _1900
_1900 | _1900
_1900 | _1900
_1900 | _1900
_1900 | _1900
_1900 | _1900
_1900 | _1900
_1900 | _1900
_1900 | _1900
_1900 | _1900
_1900 | _1900
_1900 | _1900
_1900 | _1900
_1900 | _1900
_1900 | _1900
_1900 | _1900
_1900 | _1900
_1900 | _1900
_1900 | _1900
_1900 | _1900
_1900 | _1900
_1900 | _1900
_1900 | _1900
_1900 | _1900
_1900 | _1900
_1900 | _1900
_1900 | _1900
_1900 | _1900
_1900 | _1900
_1900 | _1900
_1900 | _1900
_1900 | _1900
_1900 | _1900
_1900 | _1900
_1900 | _1900
_1900 | _1900
_1900 | _1900
_1900 | _1900
_1900 | _1900
_1900 | _1900
_1900 | _1900
_1900 | _1900
_1900 | _1900
_1900 | _1900
_1900 | _1900
_1900 | _1900
_1900 | _1900
_1900 | _1900
_1900 | _1900
_1900 | _1900
_1900 | _1900
_1900 | _1900
_1900 | _1900
_1900 | _1900
_1900 | _1900
_1900 | _1900
_1900 | _1900
_1900 | _1900
_1900 | _1900
_1900 | _1900
_1900 | _1900
_1900 | _1900
_1900 | _1900
_1900 | _1900
_1900 | _1900
_1900 | _1900
_1900 | _1900
_1900 | _1900
_1900 | _1900
_1900 | _1900
_1900 | _1900
_1900 | _1900
_1900 | _1900
_1900 | _1900
_1900 | _1900
_1900 | _1900
_1900 | _1900
_1900 | _1900
_1900 | _1900
_1900 | _1900
_1900 | _1900
_1900 | _1900
_1900 | _1900
_1900 | _1900
_1900 | _1900
_1900 | _1900
_1900 | _1900
_1900 | _1900
_1900 | _1900
_1900 | _1900
_1900 | _1900
_1900 | _1900
_1900 | _1900
_1900 | _1900
_1900 | _1900
_1900 | _1900
_1900 | _1900
_1900 | _1900
_1900 | _1900
_1900 | _1900
_1900 | _1900
_1900 | _1900
_1900 | _1900
_1900 | _1900
_1900 | _1900
_1900 | _1900
_1900 | _1900
_1900 | _1900
_1900 | _1900
_1900 | _1900
_1900 | _1900
_1900 | _1900
_1900 | _1900
_1900 | _1900
_1900 | _1900
_1900 | _1900
_1900 | _1900
_1900 | _1900
_1900 | _1900
_1900 | _1900
_1900 | _1900
_1900 | _1900
_1900 | _1900
_1900 | _1900
_1900 | _1900
_1900 | _1900
_1900 | _1900
_1900 | _1900
_1900 | _1900
_1900 | _1900
_1900 | _1900
_1900 | _1900
_1900 | _1900
_1900 | _1900
_1900 | _1900
_1900 | _1900
_1900 | _1900
_1900 | _1900
_1900 | _1900
_1900 | _1900
_1900 | _1900
_1900 | _1900
_1900 | _1900
_1900 | _1900
_1900 | _1900
_1900 | _1900
_1900 | _1900
_1900 | _1900
_1900 | _1900
_1900 | _1900
_1900 | _1900
_1900 | _1900
_1900 | _1900
_1900 | _1900
_1900 | _1900
_1900 | _1900
_1900 | _1900
_1900 | _1900
_1900 | _1900
_1900 | _1900
_1900 | _1900
_1900 | _1900
_1900 | _1900
_1900 | _1900
_1900 | _1900
_1900 | _1900
_1900 | _1900
_1900 | _1900
_1900 | _1900
_1900 | _1900
_1900 | _1900
_1900 | _1900
_1900 | _1900
_1900 | _1900
_1900 | _1900
_1900 | _1900
_1900 | _1900
_1900 | _1900
_1900 | _1900
_1900 | _1900
_1900 | _1900
_1900 | _1900
_1900 | _1900
_1900 | _1900
_1900 | _1900
_1900 | _1900
_1900 | _1900
_1900 | _1900
_1900 | _1900
_1900 | _1900
_1900 | _1900
_1900 | _1900
_1900 | _1900
_1900 | _1900
_1900 | _1900
_1900 | _1900
_1900 | _1900
_1900 | _1900
_1900 | _1900
_1900 | _1900
_1900 | _1900
_1900 | _1900
_1900 | _1900
_1900 | _1900
_1900 | _1900
_1900 | _1900
_1900 | _1900
_1900 | _1900
_1900 | _1900
_1900 | _1900
_1900 | _1900
_1900 | _1900
_1900 | _1900
_1900 | _1900
_1900 | _1900
_1900 | _1900
_1900 | _1900
_1900 | _1900
_1900 | _1900
_1900 | _1900
_1900 | _1900
_1900 | _1900
_1900 | _1900
_1900 | _1900
_1900 | _1900
_1900 | _1900
_1900 | _1900
_1900 | _1900
_1900 | _1900
_1900 | _1900
_1900 | _1900
_1900 | _1900
_1900 | _1900
_1900 | _1900
_1900 | _1900
_1900 | _1900
_1900 | _1900
_1900 | _1900
_1900 | _1900
_1900 | _1900
_1900 | _1900
_1900 | _1900
_1900 | _1900
_1900 | _1900
_1900 | _1900
_1900 | _1900
_1900 | _1900
_1900 | _1900
_1900 | _1900
_1900 | _1900
_1900 | _1900
_1900 | _1900
_1900 | _1900
_1900 | _1900
_1900 | _1900
_1900 | _1900
_1900 | _1900
_1900 | _1900
_1900 | _1900
_1900 | _1900
_1900 | _1900
_1900 | _1900
_1900 | _1900
_1900 | _1900
_1900 | _1900
_1900 | _1900
_1900 | _1900
_1900 | _1900
_1900 | _1900
_1900 | _1900
_1900 | _1900
_1900 | _1900
_1900 | _1900
_1900 | _1900
_1900 | _1900
_1900 | _1900
_1900 | _1900
_1900 | _1900
_1900 | _1900
_1900 | _1900
_1900 | _1900
_1900 | _1900
_1900 | _1900
_1900 | _1900
_1900 | _1900
_1900 | _1900
_1900 | _1900
_1900 | _1900
_1900 | _1900
_1900 | _1900
_1900 | _1900
_1900 | _1900
_1900 | _1900
_1900 | _1900
_1900 | _1900
_1900 | _1900
_1900 | _1900
_1900 | _1900
_1900 | _1900
_1900 | _1900
_1900 | _1900
_1900 | _1900
_1900 | _1900
_1900 | _1900
_1900 | _1900
_1900 | _1900
_1900 | _1900
_1900 | _1900
_1900 | _1900
_1900 | _1900
_1900 | _1900
_1900 | _1900
_1900 | _1900
_1900 | _1900
_1900 | _1900
_1900 | _1900
_1900 | _1900
_1900 | _1900
_1900 | _1900
_1900 | _1900
_1900 | _1900
_1900 | _1900
_1900 | _1900
_1900 | _1900
_1900 | _1900
_1900 | _1900
_1900 | _1900
_1900 | _1900
_1900 | _1900
_1900 | _1900
_1900 | _1900
_1900 | _1900
_1900 | _1900
_1900 | _1900
_1900 | _1900
_1900 | _1900
_1900 | _1900
_1900 | _1900
_1900 | _1900
_1900 | _1900
_1900 | _1900
_1900 | _1900
_1900 | _1900
_1900 | _1900
_1900 | _1900
_1900 | _1900
_1900 | _1900
_1900 | _1900
_1900 | _1900
_1900 | _1900
_1900 | _1900
_1900 | _1900
_1900 | _1900
_1900 | _1900
_1900 | _1900
_1900 | _1900
_1900 | _1900
_1900 | _1900
_1900 | _1900
_1900 | _1900
_1900 | _1900
_1900 | _1900
_1900 | _1900
_1900 | _1900
_1900 | _1900
_1900 | _1900
_1900 | _1900
_1900 | _1900
_1900 | _1900
_1900 | _1900
_1900 | _1900
_1900 | _1900
_1900 | _1900
_1900 | _1900
_1900 | _1900
_1900 | _1900
_1900 | _1900
_1900 | _1900
_1900 | _1900
_1900 | _1900
_1900 | _1900
_1900 | _1900
_1900 | _1900
_1900 | _1900
_1900 | _1900
_1900 | _1900
_1900 | _1900
_1900 | _1900
_1900 | _1900
_1900 | _1900
_1900 | _1900
_1900 | _1900
_1900 | _1900
_1900 | _1900
_1900 | _1900
_1900 | _1900
_1900 | _1900
_1900 | _1900
_1900 | _1900
_1900 | _1900
_1900 | _1900
_1900 | _1900
_1900 | _1900
_1900 | _1900
_1900 | _1900
_1900 | _1900
_1900 | _1900
_1900 | _1900
_1900 | _1900
_1900 | _1900
_1900 | _1900
_1900 | _1900
_1900 | _1900
_1900 | _1900
_1900 | _1900
_1900 | _1900
_1900 | _1900
_1900 | _1900
_1900 | _1900
_1900 | _1900
_1900 | _1900
_1900 | _1900
_1900 | _1900
_1900 | _1900
_1900 | _1900
_1900 | _1900
_1900 | _1900
_1900 | _1900
_1900 | _1900
_1900 | _1900
_1900 | _1900
_1900 | _1900
_1900 | _1900
_1900 | _1900
_1900 | _1900
_1900 | _1900
_1900 | _1900
_1900 | _1900
_1900 | _1900
_1900 | _1900
_1900 | _1900
_1900 | _1900
_1900 | _1900
_1900 | _1900
_1900 | _1900
_1900 | _1900
_1900 | _1900
_1900 | _1900
_1900 | _1900
_1900 | _1900
_1900 | _1900
_1900 | _1900
_1900 | _1900
_1900 | _1900
_1900 | _1900
_1900 | _1900
_1900 | _1900
_1900 | _1900
_1900 | _1900
_1900 | _1900
_1900 | _1900
_1900 | _1900
_1900 | _1900
_1900 | _1900
_1900 | _1900
_1900 | _1900
_1900 | _1900
_1900 | _1900
_1900 | _1900
_1900 | _1900
_1900 | _1900
_1900 | _1900
_1900 | _1900
_1900 | _1900
_1900 | _1900
_1900 | _1900
_1900 | _1900
_1900 | _1900
_1900 | _1900
_1900 | _1900
_1900 | _1900
_1900 | _1900
_1900 | _1900
_1900 | _1900
_1900 | _1900
_1900 | _1900
_1900 | _1900
_1900 | _1900
_1900 | _1900
_1900 | _1900
_1900 | _1900
_1900 | _1900
_1900 | _1900
_1900 | _1900
_1900 | _1900
_1900 | _1900
_1900 | _1900
_1900 | _1900
_1900 | _1900
_1900 | _1900
_1900 | _1900
_1900 | _1900
_1900 | _1900
_1900 | _1900
_1900 | _1900
_1900 | _1900
_1900 | _1900
_1900 | _1900
_1900 | _1900
_1900 | _1900
_1900 | _1900
_1900 | _1900
_1900 | _1900
_1900 | _1900
_1900 | _1900
_1900 | _1900
_1900 | _1900
_1900 | _1900
_1900 | _1900
_1900 | _1900
_1900 | _1900
_1900 | _1900
_1900 | _1900
_1900 | _1900
_1900 | _1900
_1900 | _1900
_1900 | _1900
_1900 | _1900
_1900 | _1900
_1900 | _1900
_1900 | _1900
_1900 | _1900
_1900 | _1900
_1900 | _1900
_1900 | _1900
_1900 | _1900
_1900 | _1900
_1900 | _1900
_1900 | _1900
_1900 | _1900
_1900 | _1900
_1900 | _1900
_1900 | _1900
_1900 | _1900
_1900 | _1900
_1900 | _1900
_1900 | _1900
_1900 | _1900
_1900 | _1900
_1900 | _1900
_1900 | _1900
_1900 | _1900
_1900 | _1900
_1900 | _1900
_1900 | _1900
_1900 | _1900
_1900 | _1900
_1900 | _1900
_1900 | _1900
_1900 | _1900
_1900 | _1900
_1900 | _1900
_1900 | _1900
_1900 | _1900
_1900 | _1900
_1900 | _1900
_1900 | _1900
_1900 | _1900
_1900 | _1900
_1900 | _1900
_1900 | _1900
_1900 | _1900
_1900 | _1900
_1900 | _1900
_1900 | _1900
_1900 | _1900
_1900 | _1900
_1900 | _1900
_1900 | _1900
_1900 | _1900
_1900 | _1900
_1900 | _1900
_1900 | _1900
_1900 | _1900
_1900 | _1900
_1900 | _1900
_1900 | _1900
_1900 | _1900
_1900 | _1900
_1900 | _1900
_1900 | _1900
_1900 | _1900
_1900 | _1900
_1900 | _1900
_1900 | _1900
_1900 | _1900
_1900 | _1900
_1900 | _1900
_1900 | _1900
_1900 | _1900
_1900 | _1900
_1900 | _1900
_1900 | _1900
_1900 | _1900
_1900 | _1900
_1900 | _1900
_1900 | _1900
_1900 | _1900
_1900 | _1900
_1900 | _1900
_1900 | _1900
_1900 | _1900
_1900 | _1900
_1900 | _1900
_1900 | _1900
_1900 | _1900
_1900 | _1900
_1900 | _1900
_1900 | _1900
_1900 | _1900
_1900 | _1900
_1900 | _1900
_1900 | _1900
_1900 | _1900
_1900 | _1900
_1900 | _1900
_1900 | _1900
_1900 | _1900
_1900 | _1900
_1900 | _1900
_1900 | _1900
_1900 | _1900
_1900 | _1900
_1900 | _1900
_1900 | _1900
_1900 | _1900
_1900 | _1900
_1900 | _1900
_1900 | _1900
_1900 | _1900
_1900 | _1900
_1900 | _1900
_1900 | _1900
_1900 | _1900
_1900 | _1900
_1900 | _1900
_1900 | _1900
_1900 | _1900
_1900 | _1900
_1900 | _1900
_1900 | _1900
_1900 | _1900
_1900 | _1900
_1900 | _1900
_1900 | _1900
_1900 | _1900
_1900 | _1900
_1900 | _1900
_1900 | _1900
_1900 | _1900
_1900 | _1900
_1900 | _1900
_1900 | _1900
_1900 | _1900
_1900 | _1900
_1900 | _1900
_1900 | _1900
_1900 | _1900
_1900 | _1900
_1900 | _1900
_1900 | _1900
_1900 | _1900
_1900 | _1900
_1900 | _1900
_1900 | _1900
_1900 | _1900
_1900 | _1900
_1900 | _1900
_1900 | _1900
_1900 | _1900
_1900 | _1900
_1900 | _1900
_1900 | _1900
_1900 | _1900
_1900 | _1900
_1900 | _1900
_1900 | _1900
_1900 | _1900
_1900 | _1900
_1900 | _1900
_1900 | _1900
_1900 | _1900
_1900 | _1900
_1900 | _1900
_1900 | _1900
_1900 | _1900
_1900 | _1900
_1900 | _1900
_1900 | _1900
_1900 | _1900
_1900 | _1900
_1900 | _1900
_1900 | _1900
_1900 | _1900
_1900 | _1900
_1900 | _1900
_1900 | _1900
_1900 | _1900
_1900 | _1900
_1900 | _1900
_1900 | _1900
_1900 | _1900
_1900 | _1900
_1900 | _1900
_1900 | _1900
_1900 | _1900
_1900 | _1900
_1900 | _1900
_1900 | _1900
_1900 | _1900
_1900 | _1900
_1900 | _1900
_1900 | _1900
_1900 | _1900
_1900 | _1900
_1900 | _1900
_1900 | _1900
_1900 | _1900
_1900 | _1900
_1900 | _1900
_1900 | _1900
_1900 | _1900
_1900 | _1900
_1900 | _1900
_1900 | _1900
_1900 | _1900
_1900 | _1900
_1900 | _1900
_1900 | _1900
_1900 | _1900
_1900 | _1900
_1900 | _1900
_1900 | _1900
_1900 | _1900
_1900 | _1900
_1900 | _1900
_1900 | _1900
_1900 | _1900
_1900 | _1900
_1900 | _1900
_1900 | _1900
_1900 | _1900
_1900 | _1900
_1900 | _1900
_1900 | _1900
_1900 | _1900
_1900 | _1900
_1900 | _1900
_1900 | _1900
_1900 | _1900
_1900 | _1900
_1900 | _1900
_1900 | _1900
_1900 | _1900
_1900 | _1900
_1900 | _1900
_1900 | _1900
_1900 | _1900
_1900 | _1900
_1900 | _1900
_1900 | _1900
_1900 | _1900
_1900 | _1900
_1900 | _1900
_1900 | _1900
_1900 | _1900
_1900 | _1900
_1900 | _1900
_1900 | _1900
_1900 | _1900
_1900 | _1900
_1900 | _1900
_1900 | _1900
_1900 | _1900
_1900 | _1900
_1900 | _1900
_1900 | _1900
_1900 | _1900
_1900 | _1900
_1900 | _1900
_1900 | _1900
_1900 | _1900
_1900 | _1900
_1900 | _1900
_1900 | _1900
_1900 | _1900
_1900 | _1900
_1900 | _1900
_1900 | _1900
_1900 | _1900
_1900 | _1900
_1900 | _1900
_1900 | _1900
_1900 | _1900
_1900 | _1900
_1900 | _1900
_1900 | _1900
_1900 | _1900
_1900 | _1900
_1900 | _1900
_1900 | _1900
_1900 | _1900
_1900 | _1900
_1900 | _1900
_1900 | _1900
_1900 | _1900
_1900 | _1900
_1900 | _1900
_1900 | _1900
_1900 | _1900
_1900 | _1900
_1900 | _1900
_1900 | _1900
_1900 | _1900
_1900 | _1900
_1900 | _1900
_1900 | _1900
_1900 | _1900
_1900 | _1900
_1900 | _1900
_1900 | _1900
_1900 | _1900
_1900 | _1900
_1900 | _1900
_1900 | _1900
_1900 | _1900
_1900 | _1900
_1900 | _1900
_1900 | _1900
_1900 | _1900
_1900 | _1900
_1900 | _1900
_1900 | _1900
_1900 | _1900
_1900 | _1900
_1900 | _1900
_1900 | _1900
_1900 | _1900
_1900 | _1900
_1900 | _1900
_1900 | _1900
_1900 | _1900
_1900 | _1900
_1900 | _1900
_1900 | _1900
_1900 | _1900
_1900 | _1900
_1900 | _1900
_1900 | _1900
_1900 | _1900
_1900 | _1900
_1900 | _1900
_1900 | _1900
_1900 | _1900
_1900 | _1900
_1900 | _1900
_1900 | _1900
_1900 | _1900
_1900 | _1900
_1900 | _1900
_1900 | _1900
_1900 | _1900
_1900 | _1900
_1900 | _1900
_1900 | _1900
_1900 | _1900
_1900 | _1900
_1900 | _1900
_1900 | _1900
_1900 | _1900
_1900 | _1900
_1900 | _1900
_1900 | _1900
_1900 | _1900
_1900 | _1900
_1900 | _1900
_1900 | _1900
_1900 | _1900
_1900 | _1900
_1900 | _1900
_1900 | _1900
_1900 | _1900
_1900 | _1900
_1900 | _1900
_1900 | _1900
_1900 | _1900
_1900 | _1900
_1900 | _1900
_1900 | _1900
_1900 | _1900
_1900 | _1900
_1900 | _1900
_1900 | _1900
_1900 | _1900
_1900 | _1900
_1900 | _1900
_1900 | _1900
_1900 | _1900
_1900 | _1900
_1900 | _1900
_1900 | _1900
_1900 | _1900
_1900 | _1900
_1900 | _1900
_1900 | _1900
_1900 | _1900
_1900 | _1900
_1900 | _1900
_1900 | _1900
_1900 | _1900
_1900 | _1900
_1900 | _1900
_1900 | _1900
_1900 | _1900
_1900 | _1900
_1900 | _1900
_1900 | _1900
_1900 | _1900
_1900 | _1900
_1900 | _1900
_1900 | _1900
_1900 | _1900
_1900 | _1900
_1900 | _1900
_1900 | _1900
_1900 | _1900
_1900 | _1900
_1900 | _1900
_1900 | _1900
_1900 | _1900
_1900 | _1900
_1900 | _1900
_1900 | _1900
_1900 | _1900
_1900 | _1900
_1900 | _1900
_1900 | _1900
_1900 | _1900
_1900 | _1900
_1900 | _1900
_1900 | _1900
_1900 | _1900
_1900 | _1900
_1900 | _1900
_1900 | _1900
_1900 | _1900
_1900 | _1900
_1900 | _1900
_1900 | _1900
_1900 | _1900
_1900 | _1900
_1900 | _1900
_1900 | _1900
_1900 | _1900
_1900 | _1900
_1900 | _1900
_1900 | _1900
_1900 | _1900
_1900 | _1900
_1900 | _1900
_1900 | _1900
_1900 | _1900
_1900 | _1900
_1900 | _1900
_1900 | _1900
_1900 | _1900
_1900 | _1900
_1900 | _1900
_1900 | _1900
_1900 | _1900
_1900 | _1900
_1900 | _1900
_1900 | _1900
_1900 | _1900
_1900 | _1900
_1900 | _1900
_1900 | _1900
_1900 | _1900
_1900 | _1900
_1900 | _1900
_1900 | _1900
_1900 | _1900
_1900 | _1900
_1900 | _1900
_1900 | _1900
_1900 | _1900
_1900 | _1900
_1900 | _1900
_1900 | _1900
_1900 | _1900
_1900 | _1900
_1900 | _1900
_1900 | _1900
_1900 | _1900
_1900 | _1900
_1900 | _1900
_1900 | _1900
_1900 | _1900
_1900 | _1900
_1900 | _1900
_1900 | _1900
_1900 | _1900
_1900 | _1900
_1900 | _1900
_1900 | _1900
_1900 | _1900
_1900 | _1900
_1900 | _1900
_1900 | _1900
_1900 | _1900
_1900 | _1900
_1900 | _1900
_1900 | _1900
_1900 | _1900
_1900 | _1900
_1900 | _1900
_1900 | _1900
_1900 | _1900
_1900 | _1900
_1900 | _1900
_1900 | _1900
_1900 | _1900
_1900 | _1900
_1900 | _1900
_1900 | _1900
_1900 | _1900
_1900 | _1900
_1900 | _1900
_1900 | _1900
_1900 | _1900
_1900 | _1900
_1900 | _1900
_1900 | _1900
_1900 | _1900
_1900 | _1900
_1900 | _1900
_1900 | _1900
_1900 | _1900
_1900 | _1900
_1900 | _1900
_1900 | _1900
_1900 | _1900
_1900 | _1900
_1900 | _1900
_1900 | _1900
_1900 | _1900
_1900 | _1900
_1900 | _1900
_1900 | _1900
_1900 | _1900
_1900 | _1900
_1900 | _1900
_1900 | _1900
_1900 | _1900
_1900 | _1900
_1900 | _1900
_1900 | _1900
_1900 | _1900
_1900 | _1900
_1900 | _1900
_1900 | _1900
_1900 | _1900
_1900 | _1900
_1900 | _1900
_1900 | _1900
_1900 | _1900
_1900 | _1900
_1900 | _1900
_1900 | _1900
_1900 | _1900
_1900 | _1900
_1900 | _1900
_1900 | _1900
_1900 | _1900
_1900 | _1900
_1900 | _1900
_1900 | _1900
_1900 | _1900
_1900 | _1900
_1900 | _1900
_1900 | _1900
_1900 | _1900
_1900 | _1900
_1900 | _1900
_1900 | _1900
_1900 | _1900
_1900 | _1900
_1900 | _1900
_1900 | _1900
_1900 | _1900
_1900 | _1900
_1900 | _1900
_1900 | _1900
_1900 | _1900
_1900 | _1900
_1900 | _1900
_1900 | _1900
_1900 | _1900
_1900 | _1900
_1900 | _1900
_1900 | _1900
_1900 | _1900
_1900 | _1900
_1900 | _1900
_1900 | _1900
_1900 | _1900
_1900 | _1900
_1900 | _1900
_1900 | _1900
_1900 | _1900
_1900 | _1900
_1900 | _1900
_1900 | _1900
_1900 | _1900
_1900 | _1900
_1900 | _1900
_1900 | _1900
_1900 | _1900
_1900 | _1900
_1900 | _1900
_1900 | _1900
_1900 | _1900
_1900 | _1900
_1900 | _1900
_1900 | _1900
_1900 | _1900
_1900 | _1900
_1900 | _1900
_1900 | _1900
_1900 | _1900
_1900 | _1900
_1900 | _1900
_1900 | _1900
_1900 | _1900
_1900 | _1900
_1900 | _1900
_1900 | _1900
_1900 | _1900
_1900 | _1900
_1900 | _1900
_1900 | _1900
_1900 | _1900
_1900 | _1900
_1900 | _1900
_1900 | _1900
_1900 | _1900
_1900 | _1900
_1900 | _1900
_1900 | _1900
_1900 | _1900
_1900 | _1900
_1900 | _1900
_1900 | _1900
_1900 | _1900
_1900 | _1900
_1900 | _1900
_1900 | _1900
_1900 | _1900
_1900 | _1900
_1900 | _1900
_1900 | _1900
_1900 | _1900
_1900 | _1900
_1900 | _1900
_1900 | _1900
_1900 | _1900
_1900 | _1900
_1900 | _1900
_1900 | _1900
_1900 | _1900
_1900 | _1900
_1900 | _1900
_1900 | _1900
_1900 | _1900
_1900 | _1900
_1900 | _1900
_1900 | _1900
_1900 | _1900
_1900 | _1900
_1900 | _1900
_1900 | _1900
_1900 | _1900
_1900 | _1900
_1900 | _1900
_1900 | _1900
_1900 | _1900
_1900 | _1900
_1900 | _1900
_1900 | _1900
_1900 | _1900
_1900 | _1900
_1900 | _1900
_1900 | _1900
_1900 | _1900
_1900 | _1900
_1900 | _1900
_1900 | _1900
_1900 | _1900
_1900 | _1900
_1900 | _1900
_1900 | _1900
_1900 | _1900
_1900 | _1900
_1900 | _1900
_1900 | _1900
_1900 | _1900
_1900 | _1900
_1900 | _1900
_1900 | _1900
_1900 | _1900
_1900 | _1900
_1900 | _1900
_1900 | _1900
_1900 | _1900
_1900 | _1900
_1900 | _1900
_1900 | _1900
_1900 | _1900
_1900 | _1900
_1900 | _1900
_1900 | _1900
_1900 | _1900
_1900 | _1900
_1900 | _1900
_1900 | _1900
_1900 | _1900
_1900 | _1900
_1900 | _1900
_1900 | _1900
_1900 | _1900
_1900 | _1900
_1900 | _1900
_1900 | _1900
_1900 | _1900
_1900 | _1900
_1900 | _1900
_1900 | _1900
_1900 | _1900
_1900 | _1900
_1900 | _1900
_1900 | _1900
_1900 | _1900
_1900 | _1900
_1900 | _1900
_1900 | _1900
_1900 | _1900
_1900 | _1900
_1900 | _1900
_1900 | _1900
_1900 | _1900
_1900 | _1900
_1900 | _1900
_1900 | _1900
_1900 | _1900
_1900 | _1900
_1900 | _1900
_1900 | _1900
_1900 | _1900
_1900 | _1900
_1900 | _1900
_1900 | _1900
_1900 | _1900
_1900 | _1900
_1900 | _1900
_1900 | _1900
_1900 | _1900
_1900 | _1900
_1900 | _1900
_1900 | _1900
_1900 | _1900
_1900 | _1900
_1900 | _1900
_1900 | _1900
_1900 | _1900
_1900 | _1900
_1900 | _1900
_1900 | _1900
_1900 | _1900
_1900 | _1900
_1900 | _1900
_1900 | _1900
_1900 | _1900
_1900 | _1900
_1900 | _1900
_1900 | _1900
_1900 | _1900
_1900 | _1900
_1900 | _1900
_1900 | _1900
_1900 | _1900
_1900 | _1900
_1900 | _1900
_1900 | _1900
_1900 | _1900
_1900 | _1900
_1900 | _1900
_1900 | _1900
_1900 | _1900
_1900 | _1900
_1900 | _1900
_1900 | _1900
_1900 | _1900
_1900 | _1900
_1900 | _1900
_1900 | _1900
_1900 | _1900
_1900 | _1900
_1900 | _1900
_1900 | _1900
_1900 | _1900
_1900 | _1900
_1900 | _1900
_1900 | _1900
_1900 | _1900
_1900 | _1900
_1900 | _1900
_1900 | _1900
_1900 | _1900
_1900 | _1900
_1900 | _1900
_1900 | _1900
_1900 | _1900
_1900 | _1900
_1900 | _1900
_1900 | _1900
_1900 | _1900
_1900 | _1900
_1900 | _1900
_1900 | _1900
_1900 | _1900
_1900 | _1900
_1900 | _1900
_1900 | _1900
_1900 | _1900
_1900 | _1900
_1900 | _1900
_1900 | _1900
_1900 | _1900
_1900 | _1900
_1900 | _1900
_1900 | _1900
_1900 | _1900
_1900 | _1900
_1900 | _1900
_1900 | _1900
_1900 | _1900
_1900 | _1900
_1900 | _1900
_1900 | _1900
_1900 | _1900
_1900 | _1900
_1900 | _1900
_1900 | _1900
_1900 | _1900
_1900 | _1900
_1900 | _1900
_1900 | _1900
_1900 | _1900
_1900 | _1900
_1900 | _1900
_1900 | _1900
_1900 | _1900
_1900 | _1900
_1900 | _1900
_1900 | _1900
_1900 | _1900
_1900 | _1900
_1900 | _1900
_1900 | _1900
_1900 | _1900
_1900 | _1900
_1900 | _1900
_1900 | _1900
_1900 | _1900
_1900 | _1900
_1900 | _1900
_1900 | _1900
_1900 | _1900
_1900 | _1900
_1900 | _1900
_1900 | _1900
_1900 | _1900
_1900 | _1900
_1900 | _1900
_1900 | _1900
_1900 | _1900
_1900 | _1900
_1900 | _1900
_1900 | _1900
_1900 | _1900
_1900 | _1900
_1900 | _1900
_1900 | _1900
_1900 | _1900
_1900 | _1900
_1900 | _1900
_1900 | _1900
_1900 | _1900
_1900 | _1900
_1900 | _1900
_1900 | _1900
_1900 | _1900
_1900 | _1900
_1900 | _1900
_1900 | _1900
_1900 | _1900
_1900 | _1900
_1900 | _1900
_1900 | _1900
_1900 | _1900
_1900 | _1900
_1900 | _1900
_1900 | _1900
_1900 | _1900
_1900 | _1900
_1900 | _1900
_1900 | _1900
_1900 | _1900
_1900 | _1900
_1900 | _1900
_1900 | _1900
_1900 | _1900
_1900 | _1900
_1900 | _1900
_1900 | _1900
_1900 | _1900
_1900 | _1900
_1900 | _1900
_1900 | _1900
_1900 | _1900
_1900 | _1900
_1900 | _1900
_1900 | _1900
_1900 | _1900
_1900 | _1900
_1900 | _1900
_1900 | _1900
_1900 | _1900
_1900 | _1900
_1900 | _1900
_1900 | _1900
_1900 | _1900
_1900 | _1900
_1900 | _1900
_1900 | _1900
_1900 | _1900
_1900 | _1900
_1900 | _1900
_1900 | _1900
_1900 | _1900
_1900 | _1900
_1900 | _1900
_1900 | _1900
_1900 | _1900
_1900 | _1900
_1900 | _1900
_1900 | _1900
_1900 | _1900
_1900 | _1900
_1900 | _1900
_1900 | _1900
_1900 | _1900
_1900 | _1900
_1900 | _1900
_1900 | _1900
_1900 | _1900
_1900 | _1900
_1900 | _1900
_1900 | _1900
_1900 | _1900
_1900 | _1900
_1900 | _1900
_1900 | _1900
_1900 | _1900
_1900 | _1900
_1900 | _1900
_1900 | _1900
_1900 | _1900
_1900 | _1900
_1900 | _1900
_1900 | _1900
_1900 | _1900
_1900 | _1900
_1900 | _1900
_1900 | _1900
_1900 | _1900
_1900 | _1900
_1900 | _1900
_1900 | _1900
_1900 | _1900
_1900 | _1900
_1900 | _1900
_1900 | _1900
_1900 | _1900
_1900 | _1900
_1900 | _1900
_1900 | _1900
_1900 | _1900
_1900 | _1900
_1900 | _1900
_1900 | _1900
_1900 | _1900
_1900 | _1900
_1900 | _1900
_1900 | _1900
_1900 | _1900
_1900 | _1900
_1900 | _1900
_1900 | _1900
_1900 | _1900
_1900 | _1900
_1900 | _1900
_1900 | _1900
_1900 | _1900
_1900 | _1900
_1900 | _1900
_1900 | _1900
_1900 | _1900
_1900 | _1900
_1900 | _1900
_1900 | _1900
_1900 | _1900
_1900 | _1900
_1900 | _1900
_1900 | _1900
_1900 | _1900
_1900 | _1900
_1900 | _1900
_1900 | _1900
_1900 | _1900
_1900 | _1900
_1900 | _1900
_1900 | _1900
_1900 | _1900
_1900 | _1900
_1900 | _1900
_1900 | _1900
_1900 | _1900
_1900 | _1900
_1900 | _1900
_1900 | _1900
_1900 | _1900
_1900 | _1900
_1900 | _1900
_1900 | _1900
_1900 | _1900
_1900 | _1900
_1900 | _1900
_1900 | _1900
_1900 | _1900
_1900 | _1900
_1900 | _1900
_1900 | _1900
_1900 | _1900
_1900 | _1900
_1900 | _1900
_1900 | _1900
_1900 | _1900
_1900 | _1900
_1900 | _1900
_1900 | _1900
_1900 | _1900
_1900 | _1900
_1900 | _1900
_1900 | _1900
_1900 | _1900
_1900 | _1900
_1900 | _1900
_1900 | _1900
_1900 | _1900
_1900 | _1900
_1900 | _1900
_1900 | _1900
_1900 | _1900
_1900 | _1900
_1900 | _1900
_1900 | _1900
_1900 | _1900
_1900 | _1900
_1900 | _1900
_1900 | _1900
_1900 | _1900
_1900 | _1900
_1900 | _1900
_1900 | _1900
_1900 | _1900
_1900 | _1900
_1900 | _1900
_1900 | _1900
_1900 | _1900
_1900 | _1900
_1900 | _1900
_1900 | _1900
_1900 | _1900
_1900 | _1900
_1900 | _1900
_1900 | _1900
_1900 | _1900
_1900 | _1900
_1900 | _1900
_1900 | _1900
_1900 | _1900
_1900 | _1900
_1900 | _1900
_1900 | _1900
_1900 | _1900
_1900 | _1900
_1900 | _1900
_1900 | _1900
_1900 | _1900
_1900 | _1900
_1900 | _1900
_1900 | _1900
_1900 | _1900
_1900 | _1900
_1900 | _1900
_1900 | _1900
_1900 | _1900
_1900 | _1900
_1900 | _1900
_1900 | _1900
_1900 | _1900
_1900 | _1900
_1900 | _1900
_1900 | _1900
_1900 | _1900
_1900 | _1900
_1900 | _1900
_1900 | _1900
_1900 | _1900
_1900 | _1900
_1900 | _1900
_1900 | _1900
_1900 | _1900
_1900 | _1900
_1900 | _1900
_1900 | _1900
_1900 | _1900
_1900 | _1900
_1900 | _1900
_1900 | _1900
_1900 | _1900
_1900 | _1900
_1900 | _1900
_1900 | _1900
_1900 | _1900
_1900 | _1900
_1900 | _1900
_1900 | _1900
_1900 | _1900
_1900 | _1900
_1900 | _1900
_1900 | _1900
_1900 | _1900
_1900 | _1900
_1900 | _1900
_1900 | _1900
_1900 | _1900
_1900 | _1900
_1900 | _1900
_1900 | _1900
_1900 | _1900
_1900 | _1900
_1900 | _1900
_1900 | _1900
_1900 | _1900
_1900 | _1900
_1900 | _1900
_1900 | _1900
_1900 | _1900
_1900 | _1900
_1900 | _1900
_1900 | _1900
_1900 | _1900
_1900 | _1900
_1900 | _1900
_1900 | _1900
_1900 | _1900
_1900 | _1900
_1900 | _1900
_1900 | _1900
_1900 | _1900
_1900 | _1900
_1900 | _1900
_1900 | _1900
_1900 | _1900
_1900 | _1900
_1900 | _1900
_1900 | _1900
_1900 | _1900
_1900 | _1900
_1900 | _1900
_1900 | _1900
_1900 | _1900
_1900 | _1900
_1900 | _1900
_1900 | _1900
_1900 | _1900
_1900 | _1900
_1900 | _1900
_1900 | _1900
_1900 | _1900
_1900 | _1900
_1900 | _1900
_1900 | _1900
_1900 | _1900
_1900 | _1900
_1900 | _1900
_1900 | _1900
_1900 | _1900
_1900 | _1900
_1900 | _1900
_1900 | _1900
_1900 | _1900
_1900 | _1900
_1900 | _1900
_1900 | _1900
_1900 | _1900
_1900 | _1900
_1900 | _1900
_1900 | _1900
_1900 | _1900
_1900 | _1900
_1900 | _1900
_1900 | _1900
_1900 | _1900
_1900 | _1900
_1900 | _1900
_1900 | _1900
_1900 | _1900
_1900 | _1900
_1900 | _1900
_1900 | _1900
_1900 | _1900
_1900 | _1900
_1900 | _1900
_1900 | _1900
_1900 | _1900
_1900 | _1900
_1900 | _1900
_1900 | _1900
_1900 | _1900
_1900 | _1900
_1900 | _1900
_1900 | _1900
_1900 | _1900
_1900 | _1900
_1900 | _1900
_1900 | _1900
_1900 | _1900
_1900 | _1900
_1900 | _1900
_1900 | _1900
_1900 | _1900
_1900 | _1900
_1900 | _1900
_1900 | _1900
_1900 | _1900
_1900 | _1900
_1900 | _1900
_1900 | _1900
_1900 | _1900
_1900 | _1900
_1900 | _1900
_1900 | _1900
_1900 | _1900
_1900 | _1900
_1900 | _1900
_1900 | _1900
_1900 | _1900
_1900 | _1900
_1900 | _1900
_1900 | _1900
_1900 | _1900
_1900 | _1900
_1900 | _1900
_1900 | _1900
_1900 | _1900
_1900 | _1900
_1900 | _1900
_1900 | _1900
_1900 | _1900
_1900 | _1900
_1900 | _1900
_1900 | _1900
_1900 | _1900
_1900 | _1900
_1900 | _1900
_1900 | _1900
_1900 | _1900
_1900 | _1900
_1900 | _1900
_1900 | _1900
_1900 | _1900
_1900 | _1900
_1900 | _1900
_1900 | _1900
_1900 | _1900
_1900 | _1900
_1900 | _1900
_1900 | _1900
_1900 | _1900
_1900 | _1900
_1900 | _1900
_1900 | _1900
_1900 | _1900
_1900 | _1900
_1900 | _1900
_1900 | _1900
_1900 | _1900
_1900 | _1900
_1900 | _1900
_1900 | _1900
_1900 | _1900
_1900 | _1900
_1900 | _1900
_1900 | _1900
_1900 | _1900
_1900 | _1900
_1900 | _1900
_1900 | _1900
_1900 | _1900
_1900 | _1900
_1900 | _1900
_1900 | _1900
_1900 | _1900
_1900 | _1900
_1900 | _1900
_1900 | _1900
_1900 | _1900
_1900 | _1900
_1900 | _1900
_1900 | _1900
_1900 | _1900
_1900 | _1900
_1900 | _1900
_1900 | _1900
_1900 | _1900
_1900 | _1900
_1900 | _1900
_1900 | _1900
_1900 | _1900
_1900 | _1900
_1900 | _1900
_1900 | _1900
_1900 | _1900
_1900 | _1900
_1900 | _1900
_1900 | _1900
_1900 | _1900
_1900 | _1900
_1900 | _1900
_1900 | _1900
_1900 | _1900
_1900 | _1900
_1900 | _1900
_1900 | _1900
_1900 | _1900
_1900 | _1900
_1900 | _1900
_1900 | _1900
_1900 | _1900
_1900 | _1900
_1900 | _1900
_1900 | _1900
_1900 | _1900
_1900 | _1900
_1900 | _1900
_1900 | _1900
_1900 | _1900
_1900 | _1900
_1900 | _1900
_1900 | _1900
_1900 | _1900
_1900 | _1900
_1900 | _1900
_1900 | _1900
_1900 | _1900
_1900 | _1900
_1900 | _1900
_1900 | _1900
_1900 | _1900
_1900 | _1900
_1900 | _1900
_1900 | _1900
_1900 | _1900
_1900 | _1900
_1900 | _1900
_1900 | _1900
_1900 | _1900
_1900 | _1900
_1900 | _1900
_1900 | _1900
_1900 | _1900
_1900 | _1900
_1900 | _1900
_1900 | _1900
_1900 | _1900
_1900 | _1900
_1900 | _1900
_1900 | _1900
_1900 | _1900
_1900 | _1900
_1900 | _1900
_1900 | _1900
_1900 | _1900
_1900 | _1900
_1900 | _1900
_1900 | _1900
_1900 | _1900
_1900 | _1900
_1900 | _1900
_1900 | _1900
_1900 | _1900
_1900 | _1900
_1900 | _1900
_1900 | _1900
_1900 | _1900
_1900 | _1900
_1900 | _1900
_1900 | _1900
_1900 | _1900
_1900 | _1900
_1900 | _1900
_1900 | _1900
_1900 | _1900
_1900 | _1900
_1900 | _1900
_1900 | _1900
_1900 | _1900
_1900 | _1900
_1900 | _1900
_1900 | _1900
_1900 | _1900
_1900 | _1900
_1900 | _1900
_1900 | _1900
_1900 | _1900
_1900 | _1900
_1900 | _1900
_1900 | _1900
_1900 | _1900
_1900 | _1900
_1900 | _1900
_1900 | _1900
_1900 | _1900
_1900 | _1900
_1900 | _1900
_1900 | _1900
_1900 | _1900
_1900 | _1900
_1900 | _1900
_1900 | _1900
_1900 | _1900
_1900 | _1900
_1900 | _1900
_1900 | _1900
_1900 | _1900
_1900 | _1900
_1900 | _1900
_1900 | _1900
_1900 | _1900
_1900 | _1900
_1900 | _1900
_1900 | _1900
_1900 | _1900
_1900 | _1900
_1900 | _1900
_1900 | _1900
_1900 | _1900
_1900 | _1900
_1900 | _1900
_1900 | _1900
_1900 | _1900
_1900 | _1900
_1900 | _1900
_1900 | _1900
_1900 | _1900
_1900 | _1900
_1900 | _1900
_1900 | _1900
_1900 | _1900
_1900 | _1900
_1900 | _1900
_1900 | _1900
_1900 | _1900
_1900 | _1900
_1900 | _1900
_1900 | _1900
_1900 | _1900
_1900 | _1900
_1900 | _1900
_1900 | _1900
_1900 | _1900
_1900 | _1900
_1900 | _1900
_1900 | _1900
_1900 | _1900
_1900 | _1900
_1900 | _1900
_1900 | _1900
_1900 | _1900
_1900 | _1900
_1900 | _1900
_1900 | _1900
_1900 | _1900
_1900 | _1900
_1900 | _1900
_1900 | _1900
_1900 | _1900
_1900 | _1900
_1900 | _1900
_1900 | _1900
_1900 | _1900
_1900 | _1900
_1900 | _1900
_1900 | _1900
_1900 | _1900
_1900 | _1900
_1900 | _1900
_1900 | _1900
_1900 | _1900
_1900 | _1900
_1900 | _1900
_1900 | _1900
_1900 | _1900
_1900 | _1900
_1900 | _1900
_1900 | _1900
_1900 | _1900
_1900 | _1900
_1900 | _1900
_1900 | _1900
_1900 | _1900
_1900 | _1900
_1900 | _1900
_1900 | _1900
_1900 | _1900
_1900 | _1900
_1900 | _1900
_1900 | _1900
_1900 | _1900
_1900 | _1900
_1900 | _1900
_1900 | _1900
_1900 | _1900
_1900 | _1900
_1900 | _1900
_1900 | _1900
_1900 | _1900
_1900 | _1900
_1900 | _1900
_1900 | _1900
_1900 | _1900
_1900 | _1900
_1900 | _1900
_1900 | _1900
_1900 | _1900
_1900 | _1900
_1900 | _1900
_1900 | _1900
_1900 | _1900
_1900 | _1900
_1900 | _1900
_1900 | _1900
_1900 | _1900
_1900 | _1900
_1900 | _1900
_1900 | _1900
_1900 | _1900
_1900 | _1900
_1900 | _1900
_1900 | _1900
_1900 | _1900
_1900 | _1900
_1900 | _1900
_1900 | _1900
_1900 | _1900
_1900 | _1900
_1900 | _1900
_1900 | _1900
_1900 | _1900
_1900 | _1900
_1900 | _1900
_1900 | _1900
_1900 | _1900
_1900 | _1900
_1900 | _1900
_1900 | _1900
_1900 | _1900
_1900 | _1900
_1900 | _1900
_1900 | _1900
_1900 | _1900
_1900 | _1900
_1900 | _1900
_1900 | _1900
_1900 | _1900
_1900 | _1900
_1900 | _1900
_1900 | _1900
_1900 | _1900
_1900 | _1900
_1900 | _1900
_1900 | _1900
_1900 | _1900
_1900 | _1900
_1900 | _1900
_1900 | _1900
_1900 | _1900
_1900 | _1900
_1900 | _1900
_1900 | _1900
_1900 | _1900
_1900 | _1900
_1900 | _1900
_1900 | _1900
_1900 | _1900
_1900 | _1900
_1900 | _1900
_1900 | _1900
_1900 | _1900
_1900 | _1900
_1900 | _1900
_1900 | _1900
_1900 | _1900
_1900 | _1900
_1900 | _1900
_1900 | _1900
_1900 | _1900
_1900 | _1900
_1900 | _1900
_1900 | _1900
_1900 | _1900
_1900 | _1900
_1900 | _1900
_1900 | _1900
_1900 | _1900
_1900 | _1900
_1900 | _1900
_1900 | _1900
_1900 | _1900
_1900 | _1900
_1900 | _1900
_1900 | _1900
_1900 | _1900
_1900 | _1900
_1900 | _1900
_1900 | _1900
_1900 | _1900
_1900 | _1900
_1900 | _1900
_1900 | _1900
_1900 | _1900
_1900 | _1900
_1900 | _1900
_1900 | _1900
_1900 | _1900
_1900 | _1900
_1900 | _1900
_1900 | _1900
_1900 | _1900
_1900 | _1900
_1900 | _1900
_1900 | _1900
_1900 | _1900
_1900 | _1900
_1900 | _1900
_1900 | _1900
_1900 | _1900
_1900 | _1900
_1900 | _1900
_1900 | _1900
_1900 | _1900
_1900 | _1900
_1900 | _1900
_1900 | _1900
_1900 | _1900
_1900 | _1900
_1900 | _1900
_1900 | _1900
_1900 | _1900
_1900 | _1900
_1900 | _1900
_1900 | _1900
_1900 | _1900
_1900 | _1900
_1900 | _1900
_1900 | _1900
_1900 | _1900
_1900 | _1900
_1900 | _1900
_1900 | _1900
_1900 | _1900
_1900 | _1900
_1900 | _1900
_1900 | _1900
_1900 | _1900
_1900 | _1900
_1900 | _1900
_1900 | _1900
_1900 | _1900
_1900 | _1900
_1900 | _1900
_1900 | _1900
_1900 | _1900
_1900 | _1900
_1900 | _1900
_1900 | _1900
_1900 | _1900
_1900 | _1900
_1900 | _1900
_1900 | _1900
_1900 | _1900
_1900 | _1900
_1900 | _1900
_1900 | _1900
_1900 | _1900
_1900 | _1900
_1900 | _1900
_1900 | _1900
_1900 | _1900
_1900 | _1900
_1900 | _1900
_1900 | _1900
_1900 | _1900
_1900 | _1900
_1900 | _1900
_1900 | _1900
_1900 | _1900
_1900 | _1900
_1900 | _1900
_1900 | _1900
_1900 | _1900
_1900 | _1900
_1900 | _1900
_1900 | _1900
_1900 | _1900
_1900 | _1900
_1900 | _1900
_1900 | _1900
_1900 | _1900
_1900 | _1900
_1900 | _1900
_1900 | _1900
_1900 | _1900
_1900 | _1900
_1900 | _1900
_1900 | _1900
_1900 | _1900
_1900 | _1900
_1900 | _1900
_1900 | _1900
_1900 | _1900
_1900 | _1900
_1900 | _1900
_1900 | _1900
_1900 | _1900
_1900 | _1900
_1900 | _1900
_1900 | _1900
_1900 | _1900
_1900 | _1900
_1900 | _1900
_1900 | _1900
_1900 | _1900
_1900 | _1900
_1900 | _1900
_1900 | _1900
_1900 | _1900
_1900 | _1900
_1900 | _1900
_1900 | _1900
_1900 | _1900
_1900 | _1900
_1900 | _1900
_1900 | _1900
_1900 | _1900
_1900 | _1900
_1900 | _1900
_1900 | _1900
_1900 | _1900
_1900 | _1900
_1900 | _1900
_1900 | _1900
_1900 | _1900
_1900 | _1900
_1900 | _1900
_1900 | _1900
_1900 | _1900
_1900 | _1900
_1900 | _1900
_1900 | _1900
_1900 | _1900
_1900 | _1900
_1900 | _1900
_1900 | _1900
_1900 | _1900
_1900 | _1900
_1900 | _1900
_1900 | _1900
_1900 | _1900
_1900 | _1900
_1900 | _1900
_1900 | _1900
_1900 | _1900
_1900 | _1900
_1900 | _1900
_1900 | _1900
_1900 | _1900
_1900 | _1900
_1900 | _1900
_1900 | _1900
_1900 | _1900
_1900 | _1900
_1900 | _1900
_1900 | _1900
_1900 | _1900
_1900 | _1900
_1900 | _1900
_1900 | _1900
_1900 | _1900
_1900 | _1900
_1900 | _1900
_1900 | _1900
_1900 | _1900
_1900 | _1900
_1900 | _1900
_1900 | _1900
_1900 | _1900
_1900 | _1900
_1900 | _1900
_1900 | _1900
_1900 | _1900
_1900 | _1900
_1900 | _1900
_1900 | _1900
_1900 | _1900
_1900 | _1900
_1900 | _1900
_1900 | _1900
_1900 | _1900
_1900 | _1900
_1900 | _1900
_1900 | _1900
_1900 | _1900
_1900 | _1900
_1900 | _1900
_1900 | _1900
_1900 | _1900
_1900 | _1900
_1900 | _1900
_1900 | _1900
_1900 | _1900
_1900 | _1900
_1900 | _1900
_1900 | _1900
_1900 | _1900
_1900 | _1900
_1900 | _1900
_1900 | _1900
_1900 | _1900
_1900 | _1900
_1900 | _1900
_1900 | _1900
_1900 | _1900
_1900 | _1900
_1900 | _1900
_1900 | _1900
_1900 | _1900
_1900 | _1900
_1900 | _1900
_1900 | _1900
_1900 | _1900
_1900 | _1900
_1900 | _1900
_1900 | _1900
_1900 | _1900
_1900 | _1900
_1900 | _1900
_1900 | _1900
_1900 | _1900
_1900 | _1900
_1900 | _1900
_1900 | _1900
_1900 | _1900
_1900 | _1900
_1900 | _1900
_1900 | _1900
_1900 | _1900
_1900 | _1900
_1900 | _1900
_1900 | _1900
_1900 | _1900
_1900 | _1900
_1900 | _1900
_1900 | _1900
_1900 | _1900
_1900 | _1900
_1900 | _1900
_1900 | _1900
_1900 | _1900
_1900 | _1900
_1900 | _1900
_1900 | _1900
_1900 | _1900
_1900 | _1900
_1900 | _1900
_1900 | _1900
_1900 | _1900
_1900 | _1900
_1900 | _1900
_1900 | _1900
_1900 | _1900
_1900 | _1900
_1900 | _1900
_1900 | _1900
_1900 | _1900
_1900 | _1900
_1900 | _1900
_1900 | _1900
_1900 | _1900
_1900 | _1900
_1900 | _1900
_1900 | _1900
_1900 | _1900
_1900 | _1900
_1900 | _1900
_1900 | _1900
_1900 | _1900
_1900 | _1900
_1900 | _1900
_1900 | _1900
_1900 | _1900
_1900 | _1900
_1900 | _1900
_1900 | _1900
_1900 | _1900
_1900 | _1900
_1900 | _1900
_1900 | _1900
_1900 | _1900
_1900 | _1900
_1900 | _1900
_1900 | _1900
_1900 | _1900
_1900 | _1900
_1900 | _1900
_1900 | _1900
_1900 | _1900
_1900 | _1900
_1900 | _1900
_1900 | _1900
_1900 | _1900
_1900 | _1900
_1900 | _1900
_1900 | _1900
_1900 | _1900
_1900 | _1900
_1900 | _1900
_1900 | _1900
_1900 | _1900
_1900 | _1900
_1900 | _1900
_1900 | _1900
_1900 | _1900
_1900 | _1900
_1900 | _1900
_1900 | _1900
_1900 | _1900
_1900 | _1900
_1900 | _1900
_1900 | _1900
_1900 | _1900
_1900 | _1900
_1900 | _1900
_1900 | _1900
_1900 | _1900
_1900 | _1900
_1900 | _1900
_1900 | _1900
_1900 | _1900
_1900 | _1900
_1900 | _1900
_1900 | _1900
_1900 | _1900
_1900 | _1900
_1900 | _1900
_1900 | _1900
_1900 | _1900
_1900 | _1900
_1900 | _1900
_1900 | _1900
_1900 | _1900
_1900 | _1900
_1900 | _1900
_1900 | _1900
_1900 | _1900
_1900 | _1900
_1900 | _1900
_1900 | _1900
_1900 | _1900
_1900 | _1900
_1900 | _1900
_1900 | _1900
_1900 | _1900
_1900 | _1900
_1900 | _1900
_1900 | _1900
_1900 | _1900
_1900 | _1900
_1900 | _1900
_1900 | _1900
_1900 | _1900
_1900 | _1900
_1900 | _1900
_1900 | _1900
_1900 | _1900
_1900 | _1900
_1900 | _1900
_1900 | _1900
_1900 | _1900
_1900 | _1900
_1900 | _1900
_1900 | _1900
_1900 | _1900
_1900 | _1900
_1900 | _1900
_1900 | _1900
_1900 | _1900
_1900 | _1900
_1900 | _1900
_1900 | _1900
_1900 | _1900
_1900 | _1900
_1900 | _1900
_1900 | _1900
_1900 | _1900
_1900 | _1900
_1900 | _1900
_1900 | _1900
_1900 | _1900
_1900 | _1900
_1900 | _1900
_1900 | _1900
_1900 | _1900
_1900 | _1900
_1900 | _1900
_1900 | _1900
_1900 | _1900
_1900 | _1900
_1900 | _1900
_1900 | _1900
_1900 | _1900
_1900 | _1900
_1900 | _1900
_1900 | _1900
_1900 | _1900
_1900 | _1900
_1900 | _1900
_1900 | _1900
_1900 | _1900
_1900 | _1900
_1900 | _1900
_1900 | _1900
_1900 | _1900
_1900 | _1900
_1900 | _1900
_1900 | _1900
_1900 | _1900
_1900 | _1900
_1900 | _1900
_1900 | _1900
_1900 | _1900
_1900 | _1900
_1900 | _1900
_1900 | _1900
_1900 | _1900
_1900 | _1900
_1900 | _1900
_1900 | _1900
_1900 | _1900
_1900 | _1900
_1900 | _1900
_1900 | _1900
_1900 | _1900
_1900 | _1900
_1900 | _1900
_1900 | _1900
_1900 | _1900
_1900 | _1900
_1900 | _1900
_1900 | _1900
_1900 | _1900
_1900 | _1900
_1900 | _1900
_1900 | _1900
_1900 | _1900
_1900 | _1900
_1900 | _1900
_1900 | _1900
_1900 | _1900
_1900 | _1900
_1900 | _1900
_1900 | _1900
_1900 | _1900
_1900 | _1900
_1900 | _1900
_1900 | _1900
_1900 | _1900
_1900 | _1900
_1900 | _1900
_1900 | _1900
_1900 | _1900
_1900 | _1900
_1900 | _1900
_1900 | _1900
_1900 | _1900
_1900 | _1900
_1900 | _1900
_1900 | _1900
_1900 | _1900
_1900 | _1900
_1900 | _1900
_1900 | _1900
_1900 | _1900
_1900 | _1900
_1900 | _1900
_1900 | _1900
_1900 | _1900
_1900 | _1900
_1900 | _1900
_1900 | _1900
_1900 | _1900
_1900 | _1900
_1900 | _1900
_1900 | _1900
_1900 | _1900
_1900 | _1900
_1900 | _1900
_1900 | _1900
_1900 | _1900
_1900 | _1900
_1900 | _1900
_1900 | _1900
_1900 | _1900
_1900 | _1900
_1900 | _1900
_1900 | _1900
_1900 | _1900
_1900 | _1900
_1900 | _1900
_1900 | _1900
_1900 | _1900
_1900 | _1900
_1900 | _1900
_1900 | _1900
_1900 | _1900
_1900 | _1900
_1900 | _1900
_1900 | _1900
_1900 | _1900
_1900 | _1900
_1900 | _1900
_1900 | _1900
_1900 | _1900
_1900 | _1900
_1900 | _1900
_1900 | _1900
_1900 | _1900
_1900 | _1900
_1900 | _1900
_1900 | _1900
_1900 | _1900
_1900 | _1900
_1900 | _1900
_1900 | _1900
_1900 | _1900
_1900 | _1900
_1900 | _1900
_1900 | _1900
_1900 | _1900
_1900 | _1900
_1900 | _1900
_1900 | _1900
_1900 | _1900
_1900 | _1900
_1900 | _1900
_1900 | _1900
_1900 | _1900
_1900 | _1900
_1900 | _1900
_1900 | _1900
_1900 | _1900
_1900 | _1900
_1900 | _1900
_1900 | _1900
_1900 | _1900
_1900 | _1900
_1900 | _1900
_1900 | _1900
_1900 | _1900
_1900 | _1900
_1900 | _1900
_1900 | _1900
_1900 | _1900
_1900 | _1900
_1900 | _1900
_1900 | _1900
_1900 | _1900
_1900 | _1900
_1900 | _1900
_1900 | _1900
_1900 | _1900
_1900 | _1900
_1900 | _1900
_1900 | _1900
_1900 | _1900
_1900 | _1900
_1900 | _1900
_1900 | _1900
_1900 | _1900
_1900 | _1900
_1900 | _1900
_1900 | _1900
_1900 | _1900
_1900 | _1900
_1900 | _1900
_1900 | _1900
_1900 | _1900
_1900 | _1900
_1900 | _1900
_1900 | _1900
_1900 | _1900
_1900 | _1900
_1900 | _1900
_1900 | _1900
_1900 | _1900
_1900 | _1900
_1900 | _1900
_1900 | _1900
_1900 | _1900
_1900 | _1900
_1900 | _1900
_1900 | _1900
_1900 | _1900
_1900 | _1900
_1900 | _1900
_1900 | _1900
_1900 | _1900
_1900 | _1900
_1900 | _1900
_1900 | _1900
_1900 | _1900
_1900 | _1900
_1900 | _1900
_1900 | _1900
_1900 | _1900
_1900 | _1900
_1900 | _1900
_1900 | _1900
_1900 | _1900
_1900 | _1900
_1900 | _1900
_1900 | _1900
_1900 | _1900
_1900 | _1900
_1900 | _1900
_1900 | _1900
_1900 | _1900
_1900 | _1900
_1900 | _1900
_1900 | _1900
_1900 | _1900
_1900 | _1900
_1900 | _1900
_1900 | _1900
_1900 | _1900
_1900 | _1900
_1900 | _1900
_1900 | _1900
_1900 | _1900
_1900 | _1900
_1900 | _1900
_1900 | _1900
_1900 | _1900
_1900 | _1900
_1900 | _1900
_1900 | _1900
_1900 | _1900
_1900 | _1900
_1900 | _1900
_1900 | _1900
_1900 | _1900
_1900 | _1900
_1900 | _1900
_1900 | _1900
_1900 | _1900
_1900 | _1900
_1900 | _1900
_1900 | _1900
_1900 | _1900
_1900 | _1900
_1900 | _1900
_1900 | _1900
_1900 | _1900
_1900 | _1900
_1900 | _1900
_1900 | _1900
_1900 | _1900
_1900 | _1900
_1900 | _1900
_1900 | _1900
_1900 | _1900
_1900 | _1900
_1900 | _1900
_1900 | _1900
_1900 | _1900
_1900 | _1900
_1900 | _1900
_1900 | _1900
_1900 | _1900
_1900 | _1900
_1900 | _1900
_1900 | _1900
_1900 | _1900
_1900 | _1900
_1900 | _1900
_1900 | _1900
_1900 | _1900
_1900 | _1900
_1900 | _1900
_1900 | _1900
_1900 | _1900
_1900 | _1900
_1900 | _1900
_1900 | _1900
_1900 | _1900
_1900 | _1900
_1900 | _1900
_1900 | _1900
_1900 | _1900
_1900 | _1900
_1900 | _1900
_1900 | _1900
_1900 | _1900
_1900 | _1900
_1900 | _1900
_1900 | _1900
_1900 | _1900
_1900 | _1900
_1900 | _1900
_1900 | _1900
_1900 | _1900
_1900 | _1900
_1900 | _1900
_1900 | _1900
_1900 | _1900
_1900 | _1900
_1900 | _1900
_1900 | _1900
_1900 | _1900
_1900 | _1900
_1900 | _1900
_1900 | _1900
_1900 | _1900
_1900 | _1900
_1900 | _1900
_1900 | _1900
_1900 | _1900
_1900 | _1900
_1900 | _1900
_1900 | _1900
_1900 | _1900
_1900 | _1900
_1900 | _1900
_1900 | _1900
_1900 | _1900
_1900 | _1900
_1900 | _1900
_1900 | _1900
_1900 | _1900
_1900 | _1900
_1900 | _1900
_1900 | _1900
_1900 | _1900
_1900 | _1900
_1900 | _1900
_1900 | _1900
_1900 | _1900
_1900 | _1900
_1900 | _1900
_1900 | _1900
_1900 | _1900
_1900 | _1900
_1900 | _1900
_1900 | _1900
_1900 | _1900
_1900 | _1900
_1900 | _1900
_1900 | _1900
_1900 | _1900
_1900 | _1900
_1900 | _1900
_1900 | _1900
_1900 | _1900
_1900 | _1900
_1900 | _1900
_1900 | _1900
_1900 | _1900
_1900 | _1900
_1900 | _1900
_1900 | _1900
_1900 | _1900
_1900 | _1900
_1900 | _1900
_1900 | _1900
_1900 | _1900
_1900 | _1900
_1900 | _1900
_1900 | _1900
_1900 | _1900
_1900 | _1900
_1900 | _1900
_1900 | _1900
_1900 | _1900
_1900 | _1900
_1900 | _1900
_1900 | _1900
_1900 | _1900
_1900 | _1900
_1900 | _1900
_1900 | _1900
_1900 | _1900
_1900 | _1900
_1900 | _1900
_1900 | _1900
_1900 | _1900
_1900 | _1900
_1900 | _1900
_1900 | _1900
_1900 | _1900
_1900 | _1900
_1900 | _1900
_1900 | _1900
_1900 | _1900
_1900 | _1900
_1900 | _1900
_1900 | _1900
_1900 | _1900
_1900 | _1900
_1900 | _1900
_1900 | _1900
_1900 | _1900
_1900 | _1900
_1900 | _1900
_1900 | _1900
_1900 | _1900
_1900 | _1900
_1900 | _1900
_1900 | _1900
_1900 | _1900
_1900 | _1900
_1900 | _1900
_1900 | _1900
_1900 | _1900
_1900 | _1900
_1900 | _1900
_1900 | _1900
_1900 | _1900
_1900 | _1900
_1900 | _1900
_1900 | _1900
_1900 | _1900
_1900 | _1900
_1900 | _1900
_1900 | _1900
_1900 | _1900
_1900 | _1900
_1900 | _1900
_1900 | _1900
_1900 | _1900
_1900 | _1900
_1900 | _1900
_1900 | _1900
_1900 | _1900
_1900 | _1900
_1900 | _1900
_1900 | _1900
_1900 | _1900
_1900 | _1900
_1900 | _1900
_1900 | _1900
_1900 | _1900
_1900 | _1900
_1900 | _1900
_1900 | _1900
_1900 | _1900
_1900 | _1900
_1900 | _1900
_1900 | _1900
_1900 | _1900
_1900 | _1900
_1900 | _1900
_1900 | _1900
_1900 | _1900
_1900 | _1900
_1900 | _1900
_1900 | _1900
_1900 | _1900
_1900 | _1900
_1900 | _1900
_1900 | _1900
_1900 | _1900
_1900 | _1900
_1900 | _1900
_1900 | _1900
_1900 | _1900
_1900 | _1900
_1900 | _1900
_1900 | _1900
_1900 | _1900
_1900 | _1900
_1900 | _1900
_1900 | _1900
_1900 | _1900
_1900 | _1900
_1900 | _1900
_1900 | _1900
_1900 | _1900
_1900 | _1900
_1900 | _1900
_1900 | _1900
_1900 | _1900
_1900 | _1900
_1900 | _1900
_1900 | _1900
_1900 | _1900
_1900 | _1900
_1900 | _1900
_1900 | _1900
_1900 | _1900
_1900 | _1900
_1900 | _1900
_1900 | _1900
_1900 | _1900
_1900 | _1900
_1900 | _1900
_1900 | _1900
_1900 | _1900
_1900 | _1900
_1900 | _1900
_1900 | _1900
_1900 | _1900
_1900 | _1900
_1900 | _1900
_1900 | _1900
_1900 | _1900
_1900 | _1900
_1900 | _1900
_1900 | _1900
_1900 | _1900
_1900 | _1900
_1900 | _1900
_1900 | _1900
_1900 | _1900
_1900 | _1900
_1900 | _1900
_1900 | _1900
_1900 | _1900
_1900 | _1900
_1900 | _1900
_1900 | _1900
_1900 | _1900
_1900 | _1900
_1900 | _1900
_1900 | _1900
_1900 | _1900
_1900 | _1900
_1900 | _1900
_1900 | _1900
_1900 | _1900
_1900 | _1900
_1900 | _1900
_1900 | _1900
_1900 | _1900
_1900 | _1900
_1900 | _1900
_1900 | _1900
_1900 | _1900
_1900 | _1900
_1900 | _1900
_1900 | _1900
_1900 | _1900
_1900 | _1900
_1900 | _1900
_1900 | _1900
_1900 | _1900
_1900 | _1900
_1900 | _1900
_1900 | _1900
_1900 | _1900
_1900 | _1900
_1900 | _1900
_1900 | _1900
_1900 | _1900
_1900 | _1900
_1900 | _1900
_1900 | _1900
_1900 | _1900
_1900 | _1900
_1900 | _1900
_1900 | _1900
_1900 | _1900
_1900 | _1900
_1900 | _1900
_1900 | _1900
_1900 | _1900
_1900 | _1900
_1900 | _1900
_1900 | _1900
_1900 | _1900
_1900 | _1900
_1900 | _1900
_1900 | _1900
_1900 | _1900
_1900 | _1900
_1900 | _1900
_1900 | _1900
_1900 | _1900
_1900 | _1900
_1900 | _1900
_1900 | _1900
_1900 | _1900
_1900 | _1900
_1900 | _1900
_1900 | _1900
_1900 | _1900
_1900 | _1900
_1900 | _1900
_1900 | _1900
_1900 | _1900
_1900 | _1900
_1900 | _1900
_1900 | _1900
_1900 | _1900
_1900 | _1900
_1900 | _1900
_1900 | _1900
_1900 | _1900
_1900 | _1900
_1900 | _1900
_1900 | _1900
_1900 | _1900
_1900 | _1900
_1900 | _1900
_1900 | _1900
_1900 | _1900
_1900 | _1900
_1900 | _1900
_1900 | _1900
_1900 | _1900
_1900 | _1900
_1900 | _1900
_1900 | _1900
_1900 | _1900
_1900 | _1900
_1900 | _1900
_1900 | _1900
_1900 | _1900
_1900 | _1900
_1900 | _1900
_1900 | _1900
_1900 | _1900
_1900 | _1900
_1900 | _1900
_1900 | _1900
_1900 | _1900
_1900 | _1900
_1900 | _1900
_1900 | _1900
_1900 | _1900
_1900 | _1900
_1900 | _1900
_1900 | _1900
_1900 | _1900
_1900 | _1900
_1900 | _1900
_1900 | _1900
_1900 | _1900
_1900 | _1900
_1900 | _1900
_1900 | _1900
_1900 | _1900
_1900 | _1900
_1900 | _1900
_1900 | _1900
_1900 | _1900
_1900 | _1900
_1900 | _1900
_1900 | _1900
_1900 | _1900
_1900 | _1900
_1900 | _1900
_1900 | _1900
_1900 | _1900
_1900 | _1900
_1900 | _1900
_1900 | _1900
_1900 | _1900
_1900 | _1900
_1900 | _1900
_1900 | _1900
_1900 | _1900
_1900 | _1900
_1900 | _1900
_1900 | _1900
_1900 | _1900
_1900 | _1900
_1900 | _1900
_1900 | _1900
_1900 | _1900
_1900 | _1900
_1900 | _1900
_1900 | _1900
_1900 | _1900
_1900 | _1900
_1900 | _1900
_1900 | _1900
_1900 | _1900
_1900 | _1900
_1900 | _1900
_1900 | _1900
_1900 | _1900
_1900 | _1900
_1900 | _1900
_1900 | _1900
_1900 | _1900
_1900 | _1900
_1900 | _1900
_1900 | _1900
_1900 | _1900
_1900 | _1900
_1900 | _1900
_1900 | _1900
_1900 | _1900
_1900 | _1900
_1900 | _1900
_1900 | _1900
_1900 | _1900
_1900 | _1900
_1900 | _1900
_1900 | _1900
_1900 | _1900
_1900 | _1900
_1900 | _1900
_1900 | _1900
_1900 | _1900
_1900 | _1900
_1900 | _1900
_1900 | _1900
_1900 | _1900
_1900 | _1900
_1900 | _1900
_1900 | _1900
_1900 | _1900
_1900 | _1900
_1900 | _1900
_1900 | _1900
_1900 | _1900
_1900 | _1900
_1900 | _1900
_1900 | _1900
_1900 | _1900
_1900 | _1900
_1900 | _1900
_1900 | _1900
_1900 | _1900
_1900 | _1900
_1900 | _1900
_1900 | _1900
_1900 | _1900
_1900 | _1900
_1900 | _1900
_1900 | _1900
_1900 | _1900
_1900 | _1900
_1900 | _1900
_1900 | _1900
_1900 | _1900
_1900 | _1900
_1900 | _1900
_1900 | _1900
_1900 | _1900
_1900 | _1900
_1900 | _1900
_1900 | _1900
_1900 | _1900
_1900 | _1900
_1900 | _1900
_1900 | _1900
_1900 | _1900
_1900 | _1900
_1900 | _1900
_1900 | _1900
_1900 | _1900
_1900 | _1900
_1900 | _1900
_1900 | _1900
_1900 | _1900
_1900 | _1900
_1900 | _1900
_1900 | _1900
_1900 | _1900
_1900 | _1900
_1900 | _1900
_1900 | _1900
_1900 | _1900
_1900 | _1900
_1900 | _1900
_1900 | _1900
_1900 | _1900
_1900 | _1900
_1900 | _1900
_1900 | _1900
_1900 | _1900
_1900 | _1900
_1900 | _1900
_1900 | _1900
_1900 | _1900
_1900 | _1900
_1900 | _1900
_1900 | _1900
_1900 | _1900
_1900 | _1900
_1900 | _1900
_1900 | _1900
_1900 | _1900
_1900 | _1900
_1900 | _1900
_1900 | _1900
_1900 | _1900
_1900 | _1900
_1900 | _1900
_1900 | _1900
_1900 | _1900
_1900 | _1900
_1900 | _1900
_1900 | _1900
_1900 | _1900
_1900 | _1900
_1900 | _1900
_1900 | _1900
_1900 | _1900
_1900 | _1900
_1900 | _1900
_1900 | _1900
_1900 | _1900
_1900 | _1900
_1900 | _1900
_1900 | _1900
_1900 | _1900
_1900 | _1900
_1900 | _1900
_1900 | _1900
_1900 | _1900
_1900 | _1900
_1900 | _1900
_1900 | _1900
_1900 | _1900
_1900 | _1900
_1900 | _1900
_1900 | _1900
_1900 | _1900
_1900 | _1900
_1900 | _1900
_1900 | _1900
_1900 | _1900
_1900 | _1900
_1900 | _1900
_1900 | _1900
_1900 | _1900
_1900 | _1900
_1900 | _1900
_1900 | _1900
_1900 | _1900
_1900 | _1900
_1900 | _1900
_1900 | _1900
_1900 | _1900
_1900 | _1900
_1900 | _1900
_1900 | _1900
_1900 | _1900
_1900 | _1900
_1900 | _1900
_1900 | _1900
_1900 | _1900
_1900 | _1900
_1900 | _1900
_1900 | _1900
_1900 | _1900
_1900 | _1900
_1900 | _1900
_1900 | _1900
_1900 | _1900
_1900 | _1900
_1900 | _1900
_1900 | _1900
_1900 | _1900
_1900 | _1900
_1900 | _1900
_1900 | _1900
_1900 | _1900
_1900 | _1900
_1900 | _1900
_1900 | _1900
_1900 | _1900
_1900 | _1900
_1900 | _1900
_1900 | _1900
_1900 | _1900
_1900 | _1900
_1900 | _1900
_1900 | _1900
_1900 | _1900
_1900 | _1900
_1900 | _1900
_1900 | _1900
_1900 | _1900
_1900 | _1900
_1900 | _1900
_1900 | _1900
_1900 | _1900
_1900 | _1900
_1900 | _1900
_1900 | _1900
_1900 | _1900
_1900 | _1900
_1900 | _1900
_1900 | _1900
_1900 | _1900
_1900 | _1900
_1900 | _1900
_1900 | _1900
_1900 | _1900
_1900 | _1900
_1900 | _1900
_1900 | _1900
_1900 | _1900
_1900 | _1900
_1900 | _1900
_1900 | _1900
_1900 | _1900
_1900 | _1900
_1900 | _1900
_1900 | _1900
_1900 | _1900
_1900 | _1900
_1900 | _1900
_1900 | _1900
_1900 | _1900
_1900 | _1900
_1900 | _1900
_1900 | _1900
_1900 | _1900
_1900 | _1900
_1900 | _1900
_1900 | _1900
_1900 | _1900
_1900 | _1900
_1900 | _1900
_1900 | _1900
_1900 | _1900
_1900 | _1900
_1900 | _1900
_1900 | _1900
_1900 | _1900
_1900 | _1900
_1900 | _1900
_1900 | _1900
_1900 | _1900
_1900 | _1900
_1900 | _1900
_1900 | _1900
_1900 | _1900
_1900 | _1900
_1900 | _1900
_1900 | _1900
_1900 | _1900
_1900 | _1900
_1900 | _1900
_1900 | _1900
_1900 | _1900
_1900 | _1900
_1900 | _1900
_1900 | _1900
_1900 | _1900
_1900 | _1900
_1900 | _1900
_1900 | _1900
_1900 | _1900
_1900 | _1900
_1900 | _1900
_1900 | _1900
_1900 | _1900
_1900 | _1900
_1900 | _1900
_1900 | _1900
_1900 | _1900
_1900 | _1900
_1900 | _1900
_1900 | _1900
_1900 | _1900
_1900 | _1900
_1900 | _1900
_1900 | _1900
_1900 | _1900
_1900 | _1900
_1900 | _1900
_1900 | _1900
_1900 | _1900
_1900 | _1900
_1900 | _1900
_1900 | _1900
_1900 | _1900
_1900 | _1900
_1900 | _1900
_1900 | _1900
_1900 | _1900
_1900 | _1900
_1900 | _1900
_1900 | _1900
_1900 | _1900
_1900 | _1900
_1900 | _1900
_1900 | _1900
_1900 | _1900
_1900 | _1900
_1900 | _1900
_1900 | _1900
_1900 | _1900
_1900 | _1900
_1900 | _1900
_1900 | _1900
_1900 | _1900
_1900 | _1900
_1900 | _1900
_1900 | _1900
_1900 | _1900
_1900 | _1900
_1900 | _1900
_1900 | _1900
_1900 | _1900
_1900 | _1900
_1900 | _1900
_1900 | _1900
_1900 | _1900
_1900 | _1900
_1900 | _1900
_1900 | _1900
_1900 | _1900
_1900 | _1900
_1900 | _1900
_1900 | _1900
_1900 | _1900
_1900 | _1900
_1900 | _1900
_1900 | _1900
_1900 | _1900
_1900 | _1900
_1900 | _1900
_1900 | _1900
_1900 | _1900
_1900 | _1900
_1900 | _1900
_1900 | _1900
_1900 | _1900
_1900 | _1900
_1900 | _1900
_1900 | _1900
_1900 | _1900
_1900 | _1900
_1900 | _1900
_1900 | _1900
_1900 | _1900
_1900 | _1900
_1900 | _1900
_1900 | _1900
_1900 | _1900
_1900 | _1900
_1900 | _1900
_1900 | _1900
_1900 | _1900
_1900 | _1900
_1900 | _1900
_1900 | _1900
_1900 | _1900
_1900 | _1900
_1900 | _1900
_1900 | _1900
_1900 | _1900
_1900 | _1900
_1900 | _1900
_1900 | _1900
_1900 | _1900
_1900 | _1900
_1900 | _1900
_1900 | _1900
_1900 | _1900
_1900 | _1900
_1900 | _1900
_1900 | _1900
_1900 | _1900
_1900 | _1900
_1900 | _1900
_1900 | _1900
_1900 | _1900
_1900 | _1900
_1900 | _1900
_1900 | _1900
_1900 | _1900
_1900 | _1900
_1900 | _1900
_1900 | _1900
_1900 | _1900
_1900 | _1900
_1900 | _1900
_1900 | _1900
_1900 | _1900
_1900 | _1900
_1900 | _1900
_1900 | _1900
_1900 | _1900
_1900 | _1900
_1900 | _1900
_1900 | _1900
_1900 | _1900
_1900 | _1900
_1900 | _1900
_1900 | _1900
_1900 | _1900
_1900 | _1900
_1900 | _1900
_1900 | _1900
_1900 | _1900
_1900 | _1900
_1900 | _1900
_1900 | _1900
_1900 | _1900
_1900 | _1900
_1900 | _1900
_1900 | _1900
_1900 | _1900
_1900 | _1900
_1900 | _1900
_1900 | _1900
_1900 | _1900
_1900 | _1900
_1900 | _1900
_1900 | _1900
_1900 | _1900
_1900 | _1900
_1900 | _1900
_1900 | _1900
_1900 | _1900
_1900 | _1900
_1900 | _1900
_1900 | _1900
_1900 | _1900
_1900 | _1900
_1900 | _1900
_1900 | _1900
_1900 | _1900
_1900 | _1900
_1900 | _1900
_1900 | _1900
_1900 | _1900
_1900 | _1900
_1900 | _1900
_1900 | _1900
_1900 | _1900
_1900 | _1900
_1900 | _1900
_1900 | _1900
_1900 | _1900
_1900 | _1900
_1900 | _1900
_1900 | _1900
_1900 | _1900
_1900 | _1900
_1900 | _1900
_1900 | _1900
_1900 | _1900
_1900 | _1900
_1900 | _1900
_1900 | _1900
_1900 | _1900
_1900 | _1900
_1900 | _1900
_1900 | _1900
_1900 | _1900
_1900 | _1900
_1900 | _1900
_1900 | _1900
_1900 | _1900
_1900 | _1900
_1900 | _1900
_1900 | _1900
_1900 | _1900
_1900 | _1900
_1900 | _1900
_1900 | _1900
_1900 | _1900
_1900 | _1900
_1900 | _1900
_1900 | _1900
_1900 | _1900
_1900 | _1900
_1900 | _1900
_1900 | _1900
_1900 | _1900
_1900 | _1900
_1900 | _1900
_1900 | _1900
_1900 | _1900
_1900 | _1900
_1900 | _1900
_1900 | _1900
_1900 | _1900
_1900 | _1900
_1900 | _1900
_1900 | _1900
_1900 | _1900
_1900 | _1900
_1900 | _1900
_1900 | _1900
_1900 | _1900
_1900 | _1900
_1900 | _1900
_1900 | _1900
_1900 | _1900
_1900 | _1900
_1900 | _1900
_1900 | _1900
_1900 | _1900
_1900 | _1900
_1900 | _1900
_1900 | _1900
_1900 | _1900
_1900 | _1900
_1900 | _1900
_1900 | _1900
_1900 | _1900
_1900 | _1900
_1900 | _1900
_1900 | _1900
_1900 | _1900
_1900 | _1900
_1900 | _1900
_1900 | _1900
_1900 | _1900
_1900 | _1900
_1900 | _1900
_1900 | _1900
_1900 | _1900
_1900 | _1900
_1900 | _1900
_1900 | _1900
_1900 | _1900
_1900 | _1900
_1900 | _1900
_1900 | _1900
_1900 | _1900
_1900 | _1900
_1900 | _1900
_1900 | _1900
_1900 | _1900
_1900 | _1900
_1900 | _1900
_1900 | _1900
_1900 | _1900
_1900 | _1900
_1900 | _1900
_1900 | _1900
_1900 | _1900
_1900 | _1900
_1900 | _1900
_1900 | _1900
_1900 | _1900
_1900 | _1900
_1900 | _1900
_1900 | _1900
_1900 | _1900
_1900 | _1900
_1900 | _1900
_1900 | _1900
_1900 | _1900
_1900 | _1900
_1900 | _1900
_1900 | _1900
_1900 | _1900
_1900 | _1900
_1900 | _1900
_1900 | _1900
_1900 | _1900
_1900 | _1900
_1900 | _1900
_1900 | _1900
_1900 | _1900
_1900 | _1900
_1900 | _1900
_1900 | _1900
_1900 | _1900
_1900 | _1900
_1900 | _1900
_1900 | _1900
_1900 | _1900
_1900 | _1900
_1900 | _1900
_1900 | _1900
_1900 | _1900
_1900 | _1900
_1900 | _1900
_1900 | _1900
_1900 | _1900
_1900 | _1900
_1900 | _1900
_1900 | _1900
_1900 | _1900
_1900 | _1900
_1900 | _1900
_1900 | _1900
_1900 | _1900
_1900 | _1900
_1900 | _1900
_1900 | _1900
_1900 | _1900
_1900 | _1900
_1900 | _1900
_1900 | _1900
_1900 | _1900
_1900 | _1900
_1900 | _1900
_1900 | _1900
_1900 | _1900
_1900 | _1900
_1900 | _1900
_1900 | _1900
_1900 | _1900
_1900 | _1900
_1900 | _1900
_1900 | _1900
_1900 | _1900
_1900 | _1900
_1900 | _1900
_1900 | _1900
_1900 | _1900
_1900 | _1900
_1900 | _1900
_1900 | _1900
_1900 | _1900
_1900 | _1900
_1900 | _1900
_1900 | _1900
_1900 | _1900
_1900 | _1900
_1900 | _1900
_1900 | _1900
_1900 | _1900
_1900 | _1900
_1900 | _1900
_1900 | _1900
_1900 | _1900
_1900 | _1900
_1900 | _1900
_1900 | _1900
_1900 | _1900
_1900 | _1900
_1900 | _1900
_1900 | _1900
_1900 | _1900
_1900 | _1900
_1900 | _1900
_1900 | _1900
_1900 | _1900
_1900 | _1900
_1900 | _1900
_1900 | _1900
_1900 | _1900
_1900 | _1900
_1900 | _1900
_1900 | _1900
_1900 | _1900
_1900 | _1900
_1900 | _1900
_1900 | _1900
_1900 | _1900
_1900 | _1900
_1900 | _1900
_1900 | _1900
_1900 | _1900
_1900 | _1900
_1900 | _1900
_1900 | _1900
_1900 | _1900
_1900 | _1900
_1900 | _1900
_1900 | _1900
_1900 | _1900
_1900 | _1900
_1900 | _1900
_1900 | _1900
_1900 | _1900
_1900 | _1900
_1900 | _1900
_1900 | _1900
_1900 | _1900
_1900 | _1900
_1900 | _1900
_1900 | _1900
_1900 | _1900
_1900 | _1900
_1900 | _1900
_1900 | _1900
_1900 | _1900
_1900 | _1900
_1900 | _1900
_1900 | _1900
_1900 | _1900
_1900 | _1900
_1900 | _1900
_1900 | _1900
_1900 | _1900
_1900 | _1900
_1900 | _1900
_1900 | _1900
_1900 | _1900
_1900 | _1900
_1900 | _1900
_1900 | _1900
_1900 | _1900
_1900 | _1900
_1900 | _1900
_1900 | _1900
_1900 | _1900
_1900 | _1900
_1900 | _1900
_1900 | _1900
_1900 | _1900
_1900 | _1900
_1900 | _1900
_1900 | _1900
_1900 | _1900
_1900 | _1900
_1900 | _1900
_1900 | _1900
_1900 | _1900
_1900 | _1900
_1900 | _1900
_1900 | _1900
_1900 | _1900
_1900 | _1900
_1900 | _1900
_1900 | _1900
_1900 | _1900
_1900 | _1900
_1900 | _1900
_1900 | _1900
_1900 | _1900
_1900 | _1900
_1900 | _1900
_1900 | _1900
_1900 | _1900
_1900 | _1900
_1900 | _1900
_1900 | _1900
_1900 | _1900
_1900 | _1900
_1900 | _1900
_1900 | _1900
_1900 | _1900
_1900 | _1900
_1900 | _1900
_1900 | _1900
_1900 | _1900
_1900 | _1900
_1900 | _1900
_1900 | _1900
_1900 | _1900
_1900 | _1900
_1900 | _1900
_1900 | _1900
_1900 | _1900
_1900 | _1900
_1900 | _1900
_1900 | _1900
_1900 | _1900
_1900 | _1900
_1900 | _1900
_1900 | _1900
_1900 | _1900
_1900 | _1900
_1900 | _1900
_1900 | _1900
_1900 | _1900
_1900 | _1900
_1900 | _1900
_1900 | _1900
_1900 | _1900
_1900 | _1900
_1900 | _1900
_1900 | _1900
_1900 | _1900
_1900 | _1900
_1900 | _1900
_1900 | _1900
_1900 | _1900
_1900 | _1900
_1900 | _1900
_1900 | _1900
_1900 | _1900
_1900 | _1900
_1900 | _1900
_1900 | _1900
_1900 | _1900
_1900 | _1900
_1900 | _1900
_1900 | _1900
_1900 | _1900
_1900 | _1900
_1900 | _1900
_1900 | _1900
_1900 | _1900
_1900 | _1900
_1900 | _1900
_1900 | _1900
_1900 | _1900
_1900 | _1900
_1900 | _1900
_1900 | _1900
_1900 | _1900
_1900 | _1900
_1900 | _1900
_1900 | _1900
_1900 | _1900
_1900 | _1900
_1900 | _1900
_1900 | _1900
_1900 | _1900
_1900 | _1900
_1900 | _1900
_1900 | _1900
_1900 | _1900
_1900 | _1900
_1900 | _1900
_1900 | _1900
_1900 | _1900
_1900 | _1900
_1900 | _1900
_1900 | _1900
_1900 | _1900
_1900 | _1900
_1900 | _1900
_1900 | _1900
_1900 | _1900
_1900 | _1900
_1900 | _1900
_1900 | _1900
_1900 | _1900
_1900 | _1900
_1900 | _1900
_1900 | _1900
_1900 | _1900
_1900 | _1900
_1900 | _1900
_1900 | _1900
_1900 | _1900
_1900 | _1900
_1900 | _1900
_1900 | _1900
_1900 | _1900
_1900 | _1900
_1900 | _1900
_1900 | _1900
_1900 | _1900
_1900 | _1900
_1900 | _1900
_1900 | _1900
_1900 | _1900
_1900 | _1900
_1900 | _1900
_1900 | _1900
_1900 | _1900
_1900 | _1900
_1900 | _1900
_1900 | _1900
_1900 | _1900
_1900 | _1900
_1900 | _1900
_1900 | _1900
_1900 | _1900
_1900 | _1900
_1900 | _1900
_1900 | _1900
_1900 | _1900
_1900 | _1900
_1900 | _1900
_1900 | _1900
_1900 | _1900
_1900 | _1900
_1900 | _1900
_1900 | _1900
_1900 | _1900
_1900 | _1900
_1900 | _1900
_1900 | _1900
_1900 | _1900
_1900 | _1900
_1900 | _1900
_1900 | _1900
_1900 | _1900
_1900 | _1900
_1900 | _1900
_1900 | _1900
_1900 | _1900
_1900 | _1900
_1900 | _1900
_1900 | _1900
_1900 | _1900
_1900 | _1900
_1900 | _1900
_1900 | _1900
_1900 | _1900
_1900 | _1900
_1900 | _1900
_1900 | _1900
_1900 | _1900
_1900 | _1900
_1900 | _1900
_1900 | _1900
_1900 | _1900
_1900 | _1900
_1900 | _1900
_1900 | _1900
_1900 | _1900
_1900 | _1900
_1900 | _1900
_1900 | _1900
_1900 | _1900
_1900 | _1900
_1900 | _1900
_1900 | _1900
_1900 | _1900
_1900 | _1900
_1900 | _1900
_1900 | _1900
_1900 | _1900
_1900 | _1900
_1900 | _1900
_1900 | _1900
_1900 | _1900
_1900 | _1900
_1900 | _1900
_1900 | _1900
_1900 | _1900
_1900 | _1900
_1900 | _1900
_1900 | _1900
_1900 | _1900
_1900 | _1900
_1900 | _1900
_1900 | _1900
_1900 | _1900
_1900 | _1900
_1900 | _1900
_1900 | _1900
_1900 | _1900
_1900 | _1900
_1900 | _1900
_1900 | _1900
_1900 | _1900
_1900 | _1900
_1900 | _1900
_1900 | _1900
_1900 | _1900
_1900 | _1900
_1900 | _1900
_1900 | _1900
_1900 | _1900
_1900 | _1900
_1900 | _1900
_1900 | _1900
_1900 | _1900
_1900 | _1900
_1900 | _1900
_1900 | _1900
_1900 | _1900
_1900 | _1900
_1900 | _1900
_1900 | _1900
_1900 | _1900
_1900 | _1900
_1900 | _1900
_1900 | _1900
_1900 | _1900
_1900 | _1900
_1900 | _1900
_1900 | _1900
_1900 | _1900
_1900 | _1900
_1900 | _1900
_1900 | _1900
_1900 | _1900
_1900 | _1900
_1900 | _1900
_1900 | _1900
_1900 | _1900
_1900 | _1900
_1900 | _1900
_1900 | _1900
_1900 | _1900
_1900 | _1900
_1900 | _1900
_1900 | _1900
_1900 | _1900
_1900 | _1900
_1900 | _1900
_1900 | _1900
_1900 | _1900
_1900 | _1900
_1900 | _1900
_1900 | _1900
_1900 | _1900
_1900 | _1900
_1900 | _1900
_1900 | _1900
_1900 | _1900
_1900 | _1900
_1900 | _1900
_1900 | _1900
_1900 | _1900
_1900 | _1900
_1900 | _1900
_1900 | _1900
_1900 | _1900
_1900 | _1900
_1900 | _1900
_1900 | _1900
_1900 | _1900
_1900 | _1900
_1900 | _1900
_1900 | _1900
_1900 | _1900
_1900 | _1900
_1900 | _1900
_1900 | _1900
_1900 | _1900
_1900 | _1900
_1900 | _1900
_1900 | _1900
_1900 | _1900
_1900 | _1900
_1900 | _1900
_1900 | _1900
_1900 | _1900
_1900 | _1900
_1900 | _1900
_1900 | _1900
_1900 | _1900
_1900 | _1900
_1900 | _1900
_1900 | _1900
_1900 | _1900
_1900 | _1900
_1900 | _1900
_1900 | _1900
_1900 | _1900
_1900 | _1900
_1900 | _1900
_1900 | _1900
_1900 | _1900
_1900 | _1900
_1900 | _1900
_1900 | _1900
_1900 | _1900
_1900 | _1900
_1900 | _1900
_1900 | _1900
_1900 | _1900
_1900 | _1900
_1900 | _1900
_1900 | _1900
_1900 | _1900
_1900 | _1900
_1900 | _1900
_1900 | _1900
_1900 | _1900
_1900 | _1900
_1900 | _1900
_1900 | _1900
_1900 | _1900
_1900 | _1900
_1900 | _1900
_1900 | _1900
_1900 | _1900
_1900 | _1900
_1900 | _1900
_1900 | _1900
_1900 | _1900
_1900 | _1900
_1900 | _1900
_1900 | _1900
_1900 | _1900
_1900 | _1900
_1900 | _1900
_1900 | _1900
_1900 | _1900
_1900 | _1900
_1900 | _1900
_1900 | _1900
_1900 | _1900
_1900 | _1900
_1900 | _1900
_1900 | _1900
_1900 | _1900
_1900 | _1900
_1900 | _1900
_1900 | _1900
_1900 | _1900
_1900 | _1900
_1900 | _1900
_1900 | _1900
_1900 | _1900
_1900 | _1900
_1900 | _1900
_1900 | _1900
_1900 | _1900
_1900 | _1900
_1900 | _1900
_1900 | _1900
_1900 | _1900
_1900 | _1900
_1900 | _1900
_1900 | _1900
_1900 | _1900
_1900 | _1900
_1900 | _1900
_1900 | _1900
_1900 | _1900
_1900 | _1900
_1900 | _1900
_1900 | _1900
_1900 | _1900
_1900 | _1900
_1900 | _1900
_1900 | _1900
_1900 | _1900
_1900 | _1900
_1900 | _1900
_1900 | _1900
_1900 | _1900
_1900 | _1900
_1900 | _1900
_1900 | _1900
_1900 | _1900
_1900 | _1900
_1900 | _1900
_1900 | _1900
_1900 | _1900
_1900 | _1900
_1900 | _1900
_1900 | _1900
_1900 | _1900
_1900 | _1900
_1900 | _1900
_1900 | _1900
_1900 | _1900
_1900 | _1900
_1900 | _1900
_1900 | _1900
_1900 | _1900
_1900 | _1900
_1900 | _1900
_1900 | _1900
_1900 | _1900
_1900 | _1900
_1900 | _1900
_1900 | _1900
_1900 | _1900
_1900 | _1900
_1900 | _1900
_1900 | _1900
_1900 | _1900
_1900 | _1900
_1900 | _1900
_1900 | _1900
_1900 | _1900
_1900 | _1900
_1900 | _1900
_1900 | _1900
_1900 | _1900
_1900 | _1900
_1900 | _1900
_1900 | _1900
_1900 | _1900
_1900 | _1900
_1900 | _1900
_1900 | _1900
_1900 | _1900
_1900 | _1900
_1900 | _1900
_1900 | _1900
_1900 | _1900
_1900 | _1900
_1900 | _1900
_1900 | _1900
_1900 | _1900
_1900 | _1900
_1900 | _1900
_1900 | _1900
_1900 | _1900
_1900 | _1900
_1900 | _1900
_1900 | _1900
_1900 | _1900
_1900 | _1900
_1900 | _1900
_1900 | _1900
_1900 | _1900
_1900 | _1900
_1900 | _1900
_1900 | _1900
_1900 | _1900
_1900 | _1900
_1900 | _1900
_1900 | _1900
_1900 | _1900
_1900 | _1900
_1900 | _1900
_1900 | _1900
_1900 | _1900
_1900 | _1900
_1900 | _1900
_1900 | _1900
_1900 | _1900
_1900 | _1900
_1900 | _1900
_1900 | _1900
_1900 | _1900
_1900 | _1900
_1900 | _1900
_1900 | _1900
_1900 | _1900
_1900 | _1900
_1900 | _1900
_1900 | _1900
_1900 | _1900
_1900 | _1900
_1900 | _1900
_1900 | _1900
_1900 | _1900
_1900 | _1900
_1900 | _1900
_1900 | _1900
_1900 | _1900
_1900 | _1900
_1900 | _1900
_1900 | _1900
_1900 | _1900
_1900 | _1900
_1900 | _1900
_1900 | _1900
_1900 | _1900
_1900 | _1900
_1900 | _1900
_1900 | _1900
_1900 | _1900
_1900 | _1900
_1900 | _1900
_1900 | _1900
_1900 | _1900
_1900 | _1900
_1900 | _1900
_1900 | _1900
_1900 | _1900
_1900 | _1900
_1900 | _1900
_1900 | _1900
_1900 | _1900
_1900 | _1900
_1900 | _1900
_1900 | _1900
_1900 | _1900
_1900 | _1900
_1900 | _1900
_1900 | _1900
_1900 | _1900
_1900 | _1900
_1900 | _1900
_1900 | _1900
_1900 | _1900
_1900 | _1900
_1900 | _1900
_1900 | _1900
_1900 | _1900
_1900 | _1900
_1900 | _1900
_1900 | _1900
_1900 | _1900
_1900 | _1900
_1900 | _1900
_1900 | _1900
_1900 | _1900
_1900 | _1900
_1900 | _1900
_1900 | _1900
_1900 | _1900
_1900 | _1900
_1900 | _1900
_1900 | _1900
_1900 | _1900
_1900 | _1900
_1900 | _1900
_1900 | _1900
_1900 | _1900
_1900 | _1900
_1900 | _1900
_1900 | _1900
_1900 | _1900
_1900 | _1900
_1900 | _1900
_1900 | _1900
_1900 | _1900
_1900 | _1900
_1900 | _1900
_1900 | _1900
_1900 | _1900
_1900 | _1900
_1900 | _1900
_1900 | _1900
_1900 | _1900
_1900 | _1900
_1900 | _1900
_1900 | _1900
_1900 | _1900
_1900 | _1900
_1900 | _1900
_1900 | _1900
_1900 | _1900
_1900 | _1900
_1900 | _1900
_1900 | _1900
_1900 | _1900
_1900 | _1900
_1900 | _1900
_1900 | _1900
_1900 | _1900
_1900 | _1900
_1900 | _1900
_1900 | _1900
_1900 | _1900
_1900 | _1900
_1900 | _1900
_1900 | _1900
_1900 | _1900
_1900 | _1900
_1900 | _1900
_1900 | _1900
_1900 | _1900
_1900 | _1900
_1900 | _1900
_1900 | _1900
_1900 | _1900
_1900 | _1900
_1900 | _1900
_1900 | _1900
_1900 | _1900
_1900 | _1900
_1900 | _1900
_1900 | _1900
_1900 | _1900
_1900 | _1900
_1900 | _1900
_1900 | _1900
_1900 | _1900
_1900 | _1900
_1900 | _1900
_1900 | _1900
_1900 | _1900
_1900 | _1900
_1900 | _1900
_1900 | _1900
_1900 | _1900
_1900 | _1900
_1900 | _1900
_1900 | _1900
_1900 | _1900
_1900 | _1900
_1900 | _1900
_1900 | _1900
_1900 | _1900
_1900 | _1900
_1900 | _1900
_1900 | _1900
_1900 | _1900
_1900 | _1900
_1900 | _1900
_1900 | _1900
_1900 | _1900
_1900 | _1900
_1900 | _1900
_1900 | _1900
_1900 | _1900
_1900 | _1900
_1900 | _1900
_1900 | _1900
_1900 | _1900
_1900 | _1900
_1900 | _1900
_1900 | _1900
_1900 | _1900
_1900 | _1900
_1900 | _1900
_1900 | _1900
_1900 | _1900
_1900 | _1900
_1900 | _1900
_1900 | _1900
_1900 | _1900
_1900 | _1900
_1900 | _1900
_1900 | _1900
_1900 | _1900
_1900 | _1900
_1900 | _1900
_1900 | _1900
_1900 | _1900
_1900 | _1900
_1900 | _1900
_1900 | _1900
_1900 | _1900
_1900 | _1900
_1900 | _1900
_1900 | _1900
_1900 | _1900
_1900 | _1900
_1900 | _1900
_1900 | _1900
_1900 | _1900
_1900 | _1900
_1900 | _1900
_1900 | _1900
_1900 | _1900
_1900 | _1900
_1900 | _1900
_1900 | _1900
_1900 | _1900
_1900 | _1900
_1900 | _1900
_1900 | _1900
_1900 | _1900
_1900 | _1900
_1900 | _1900
_1900 | _1900
_1900 | _1900
_1900 | _1900
_1900 | _1900
_1900 | _1900
_1900 | _1900
_1900 | _1900
_1900 | _1900
_1900 | _1900
_1900 | _1900
_1900 | _1900
_1900 | _1900
_1900 | _1900
_1900 | _1900
_1900 | _1900
_1900 | _1900
_1900 | _1900
_1900 | _1900
_1900 | _1900
_1900 | _1900
_1900 | _1900
_1900 | _1900
_1900 | _1900
_1900 | _1900
_1900 | _1900
_1900 | _1900
_1900 | _1900
_1900 | _1900
_1900 | _1900
_1900 | _1900
_1900 | _1900
_1900 | _1900
_1900 | _1900
_1900 | _1900
_1900 | _1900
_1900 | _1900
_1900 | _1900
_1900 | _1900
_1900 | _1900
_1900 | _1900
_1900 | _1900
_1900 | _1900
_1900 | _1900
_1900 | _1900
_1900 | _1900
_1900 | _1900
_1900 | _1900
_1900 | _1900
_1900 | _1900
_1900 | _1900
_1900 | _1900
_1900 | _1900
_1900 | _1900
_1900 | _1900
_1900 | _1900
_1900 | _1900
_1900 | _1900
_1900 | _1900
_1900 | _1900
_1900 | _1900
_1900 | _1900
_1900 | _1900
_1900 | _1900
_1900 | _1900
_1900 | _1900
_1900 | _1900
_1900 | _1900
_1900 | _1900
_1900 | _1900
_1900 | _1900
_1900 | _1900
_1900 | _1900
_1900 | _1900
_1900 | _1900
_1900 | _1900
_1900 | _1900
_1900 | _1900
_1900 | _1900
_1900 | _1900
_1900 | _1900
_1900 | _1900
_1900 | _1900
_1900 | _1900
_1900 | _1900
_1900 | _1900
_1900 | _1900
_1900 | _1900
_1900 | _1900
_1900 | _1900
_1900 | _1900
_1900 | _1900
_1900 | _1900
_1900 | _1900
_1900 | _1900
_1900 | _1900
_1900 | _1900
_1900 | _1900
_1900 | _1900
_1900 | _1900
_1900 | _1900
_1900 | _1900
_1900 | _1900
_1900 | _1900
_1900 | _1900
_1900 | _1900
_1900 | _1900
_1900 | _1900
_1900 | _1900
_1900 | _1900
_1900 | _1900
_1900 | _1900
_1900 | _1900
_1900 | _1900
_1900 | _1900
_1900 | _1900
_1900 | _1900
_1900 | _1900
_1900 | _1900
_1900 | _1900
_1900 | _1900
_1900 | _1900
_1900 | _1900
_1900 | _1900
_1900 | _1900
_1900 | _1900
_1900 | _1900
_1900 | _1900
_1900 | _1900
_1900 | _1900
_1900 | _1900
_1900 | _1900
_1900 | _1900
_1900 | _1900
_1900 | _1900
_1900 | _1900
_1900 | _1900
_1900 | _1900
_1900 | _1900
_1900 | _1900
_1900 | _1900
_1900 | _1900
_1900 | _1900
_1900 | _1900
_1900 | _1900
_1900 | _1900
_1900 | _1900
_1900 | _1900
_1900 | _1900
_1900 | _1900
_1900 | _1900
_1900 | _1900
_1900 | _1900
_1900 | _1900
_1900 | _1900
_1900 | _1900
_1900 | _1900
_1900 | _1900
_1900 | _1900
_1900 | _1900
_1900 | _1900
_1900 | _1900
_1900 | _1900
_1900 | _1900
_1900 | _1900
_1900 | _1900
_1900 | _1900
_1900 | _1900
_1900 | _1900
_1900 | _1900
_1900 | _1900
_1900 | _1900
_1900 | _1900
_1900 | _1900
_1900 | _1900
_1900 | _1900
_1900 | _1900
_1900 | _1900
_1900 | _1900
_1900 | _1900
_1900 | _1900
_1900 | _1900
_1900 | _1900
_1900 | _1900
_1900 | _1900
_1900 | _1900
_1900 | _1900
_1900 | _1900
_1900 | _1900
_1900 | _1900
_1900 | _1900
_1900 | _1900
_1900 | _1900
_1900 | _1900
_1900 | _1900
_1900 | _1900
_1900 | _1900
_1900 | _1900
_1900 | _1900
_1900 | _1900
_1900 | _1900
_1900 | _1900
_1900 | _1900
_1900 | _1900
_1900 | _1900
_1900 | _1900
_1900 | _1900
_1900 | _1900
_1900 | _1900
_1900 | _1900
_1900 | _1900
_1900 | _1900
_1900 | _1900
_1900 | _1900
_1900 | _1900
_1900 | _1900
_1900 | _1900
_1900 | _1900
_1900 | _1900
_1900 | _1900
_1900 | _1900
_1900 | _1900
_1900 | _1900
_1900 | _1900
_1900 | _1900
_1900 | _1900
_1900 | _1900
_1900 | _1900
_1900 | _1900
_1900 | _1900
_1900 | _1900
_1900 | _1900
_1900 | _1900
_1900 | _1900
_1900 | _1900
_1900 | _1900
_1900 | _1900
_1900 | _1900
_1900 | _1900
_1900 | _1900
_1900 | _1900
_1900 | _1900
_1900 | _1900
_1900 | _1900
_1900 | _1900
_1900 | _1900
_1900 | _1900
_1900 | _1900
_1900 | _1900
_1900 | _1900
_1900 | _1900
_1900 | _1900
_1900 | _1900
_1900 | _1900
_1900 | _1900
_1900 | _1900
_1900 | _1900
_1900 | _1900
_1900 | _1900
_1900 | _1900
_1900 | _1900
_1900 | _1900
_1900 | _1900
_1900 | _1900
_1900 | _1900
_1900 | _1900
_1900 | _1900
_1900 | _1900
_1900 | _1900
_1900 | _1900
_1900 | _1900
_1900 | _1900
_1900 | _1900
_1900 | _1900
_1900 | _1900
_1900 | _1900
_1900 | _1900
_1900 | _1900
_1900 | _1900
_1900 | _1900
_1900 | _1900
_1900 | _1900
_1900 | _1900
_1900 | _1900
_1900 | _1900
_1900 | _1900
_1900 | _1900
_1900 | _1900
_1900 | _1900
_1900 | _1900
_1900 | _1900
_1900 | _1900
_1900 | _1900
_1900 | _1900
_1900 | _1900
_1900 | _1900
_1900 | _1900
_1900 | _1900
_1900 | _1900
_1900 | _1900
_1900 | _1900
_1900 | _1900
_1900 | _1900
_1900 | _1900
_1900 | _1900
_1900 | _1900
_1900 | _1900
_1900 | _1900
_1900 | _1900
_1900 | _1900
_1900 | _1900
_1900 | _1900
_1900 | _1900
_1900 | _1900
_1900 | _1900
_1900 | _1900
_1900 | _1900
_1900 | _1900
_1900 | _1900
_1900 | _1900
_1900 | _1900
_1900 | _1900
_1900 | _1900
_1900 | _1900
_1900 | _1900
_1900 | _1900
_1900 | _1900
_1900 | _1900
_1900 | _1900
_1900 | _1900
_1900 | _1900
_1900 | _1900
_1900 | _1900
_1900 | _1900
_1900 | _1900
_1900 | _1900
_1900 | _1900
_1900 | _1900
_1900 | _1900
_1900 | _1900
_1900 | _1900
_1900 | _1900
_1900 | _1900
_1900 | _1900
_1900 | _1900
_1900 | _1900
_1900 | _1900
_1900 | _1900
_1900 | _1900
_1900 | _1900
_1900 | _1900
_1900 | _1900
_1900 | _1900
_1900 | _1900
_1900 | _1900
_1900 | _1900
_1900 | _1900
_1900 | _1900
_1900 | _1900
_1900 | _1900
_1900 | _1900
_1900 | _1900
_1900 | _1900
_1900 | _1900
_1900 | _1900
_1900 | _1900
_1900 | _1900
_1900 | _1900
_1900 | _1900
_1900 | _1900
_1900 | _1900
_1900 | _1900
_1900 | _1900
_1900 | _1900
_1900 | _1900
_1900 | _1900
_1900 | _1900
_1900 | _1900
_1900 | _1900
_1900 | _1900
_1900 | _1900
_1900 | _1900
_1900 | _1900
_1900 | _1900
_1900 | _1900
_1900 | _1900
_1900 | _1900
_1900 | _1900
_1900 | _1900
_1900 | _1900
_1900 | _1900
_1900 | _1900
_1900 | _1900
_1900 | _1900
_1900 | _1900
_1900 | _1900
_1900 | _1900
_1900 | _1900
_1900 | _1900
_1900 | _1900
_1900 | _1900
_1900 | _1900
_1900 | _1900
_1900 | _1900
_1900 | _1900
_1900 | _1900
_1900 | _1900
_1900 | _1900
_1900 | _1900
_1900 | _1900
_1900 | _1900
_1900 | _1900
_1900 | _1900
_1900 | _1900
_1900 | _1900
_1900 | _1900
_1900 | _1900
_1900 | _1900
_1900 | _1900
_1900 | _1900
_1900 | _1900
_1900 | _1900
_1900 | _1900
_1900 | _1900
_1900 | _1900
_1900 | _1900
_1900 | _1900
_1900 | _1900
_1900 | _1900
_1900 | _1900
_1900 | _1900
_1900 | _1900
_1900 | _1900
_1900 | _1900
_1900 | _1900
_1900 | _1900
_1900 | _1900
_1900 | _1900
_1900 | _1900
_1900 | _1900
_1900 | _1900
_1900 | _1900
_1900 | _1900
_1900 | _1900
_1900 | _1900
_1900 | _1900
_1900 | _1900
_1900 | _1900
_1900 | _1900
_1900 | _1900
_1900 | _1900
_1900 | _1900
_1900 | _1900
_1900 | _1900
_1900 | _1900
_1900 | _1900
_1900 | _1900
_1900 | _1900
_1900 | _1900
_1900 | _1900
_1900 | _1900
_1900 | _1900
_1900 | _1900
_1900 | _1900
_1900 | _1900
_1900 | _1900
_1900 | _1900
_1900 | _1900
_1900 | _1900
_1900 | _1900
_1900 | _1900
_1900 | _1900
_1900 | _1900
_1900 | _1900
_1900 | _1900
_1900 | _1900
_1900 | _1900
_1900 | _1900
_1900 | _1900
_1900 | _1900
_1900 | _1900
_1900 | _1900
_1900 | _1900
_1900 | _1900
_1900 | _1900
_1900 | _1900
_1900 | _1900
_1900 | _1900
_1900 | _1900
_1900 | _1900
_1900 | _1900
_1900 | _1900
_1900 | _1900
_1900 | _1900
_1900 | _1900
_1900 | _1900
_1900 | _1900
_1900 | _1900
_1900 | _1900
_1900 | _1900
_1900 | _1900
_1900 | _1900
_1900 | _1900
_1900 | _1900
_1900 | _1900
_1900 | _1900
_1900 | _1900
_1900 | _1900
_1900 | _1900
_1900 | _1900
_1900 | _1900
_1900 | _1900
_1900 | _1900
_1900 | _1900
_1900 | _1900
_1900 | _1900
_1900 | _1900
_1900 | _1900
_1900 | _1900
_1900 | _1900
_1900 | _1900
_1900 | _1900
_1900 | _1900
_1900 | _1900
_1900 | _1900
_1900 | _1900
_1900 | _1900
_1900 | _1900
_1900 | _1900
_1900 | _1900
_1900 | _1900
_1900 | _1900
_1900 | _1900
_1900 | _1900
_1900 | _1900
_1900 | _1900
_1900 | _1900
_1900 | _1900
_1900 | _1900
_1900 | _1900
_1900 | _1900
_1900 | _1900
_1900 | _1900
_1900 | _1900
_1900 | _1900
_1900 | _1900
_1900 | _1900
_1900 | _1900
_1900 | _1900
_1900 | _1900
_1900 | _1900
_1900 | _1900
_1900 | _1900
_1900 | _1900
_1900 | _1900
_1900 | _1900
_1900 | _1900
_1900 | _1900
_1900 | _1900
_1900 | _1900
_1900 | _1900
_1900 | _1900
_1900 | _1900
_1900 | _1900
_1900 | _1900
_1900 | _1900
_1900 | _1900
_1900 | _1900
_1900 | _1900
_1900 | _1900
_1900 | _1900
_1900 | _1900
_1900 | _1900
_1900 | _1900
_1900 | _1900
_1900 | _1900
_1900 | _1900
_1900 | _1900
_1900 | _1900
_1900 | _1900
_1900 | _1900
_1900 | _1900
_1900 | _1900
_1900 | _1900
_1900 | _1900
_1900 | _1900
_1900 | _1900
_1900 | _1900
_1900 | _1900
_1900 | _1900
_1900 | _1900
_1900 | _1900
_1900 | _1900
_1900 | _1900
_1900 | _1900
_1900 | _1900
_1900 | _1900
_1900 | _1900
_1900 | _1900
_1900 | _1900
_1900 | _1900
_1900 | _1900
_1900 | _1900
_1900 | _1900
_1900 | _1900
_1900 | _1900
_1900 | _1900
_1900 | _1900
_1900 | _1900
_1900 | _1900
_1900 | _1900
_1900 | _1900
_1900 | _1900
_1900 | _1900
_1900 | _1900
_1900 | _1900
_1900 | _1900
_1900 | _1900
_1900 | _1900
_1900 | _1900
_1900 | _1900
_1900 | _1900
_1900 | _1900
_1900 | _1900
_1900 | _1900
_1900 | _1900
_1900 | _1900
_1900 | _1900
_1900 | _1900
_1900 | _1900
_1900 | _1900
_1900 | _1900
_1900 | _1900
_1900 | _1900
_1900 | _1900
_1900 | _1900
_1900 | _1900
_1900 | _1900
_1900 | _1900
_1900 | _1900
_1900 | _1900
_1900 | _1900
_1900 | _1900
_1900 | _1900
_1900 | _1900
_1900 | _1900
_1900 | _1900
_1900 | _1900
_1900 | _1900
_1900 | _1900
_1900 | _1900
_1900 | _1900
_1900 | _1900
_1900 | _1900
_1900 | _1900
_1900 | _1900
_1900 | _1900
_1900 | _1900
_1900 | _1900
_1900 | _1900
_1900 | _1900
_1900 | _1900
_1900 | _1900
_1900 | _1900
_1900 | _1900
_1900 | _1900
_1900 | _1900
_1900 | _1900
_1900 | _1900
_1900 | _1900
_1900 | _1900
_1900 | _1900
_1900 | _1900
_1900 | _1900
_1900 | _1900
_1900 | _1900
_1900 | _1900
_1900 | _1900
_1900 | _1900
_1900 | _1900
_1900 | _1900
_1900 | _1900
_1900 | _1900
_1900 | _1900
_1900 | _1900
_1900 | _1900
_1900 | _1900
_1900 | _1900
_1900 | _1900
_1900 | _1900
_1900 | _1900
_1900 | _1900
_1900 | _1900
_1900 | _1900
_1900 | _1900
_1900 | _1900
_1900 | _1900
_1900 | _1900
_1900 | _1900
_1900 | _1900
_1900 | _1900
_1900 | _1900
_1900 | _1900
_1900 | _1900
_1900 | _1900
_1900 | _1900
_1900 | _1900
_1900 | _1900
_1900 | _1900
_1900 | _1900
_1900 | _1900
_1900 | _1900
_1900 | _1900
_1900 | _1900
_1900 | _1900
_1900 | _1900
_1900 | _1900
_1900 | _1900
_1900 | _1900
_1900 | _1900
_1900 | _1900
_1900 | _1900
_1900 | _1900
_1900 | _1900
_1900 | _1900
_1900 | _1900
_1900 | _1900
_1900 | _1900
_1900 | _1900
_1900 | _1900
_1900 | _1900
_1900 | _1900
_1900 | _1900
_1900 | _1900
_1900 | _1900
_1900 | _1900
_1900 | _1900
_1900 | _1900
_1900 | _1900
_1900 | _1900
_1900 | _1900
_1900 | _1900
_1900 | _1900
_1900 | _1900
_1900 | _1900
_1900 | _1900
_1900 | _1900
_1900 | _1900
_1900 | _1900
_1900 | _1900
_1900 | _1900
_1900 | _1900
_1900 | _1900
_1900 | _1900
_1900 | _1900
_1900 | _1900
_1900 | _1900
_1900 | _1900
_1900 | _1900
_1900 | _1900
_1900 | _1900
_1900 | _1900
_1900 | _1900
_1900 | _1900
_1900 | _1900
_1900 | _1900
_1900 | _1900
_1900 | _1900
_1900 | _1900
_1900 | _1900
_1900 | _1900
_1900 | _1900
_1900 | _1900
_1900 | _1900
_1900 | _1900
_1900 | _1900
_1900 | _1900
_1900 | _1900
_1900 | _1900
_1900 | _1900
_1900 | _1900
_1900 | _1900
_1900 | _1900
_1900 | _1900
_1900 | _1900
_1900 | _1900
_1900 | _1900
_1900 | _1900
_1900 | _1900
_1900 | _1900
_1900 | _1900
_1900 | _1900
_1900 | _1900
_1900 | _1900
_1900 | _1900
_1900 | _1900
_1900 | _1900
_1900 | _1900
_1900 | _1900
_1900 | _1900
_1900 | _1900
_1900 | _1900
_1900 | _1900
_1900 | _1900
_1900 | _1900
_1900 | _1900
_1900 | _1900
_1900 | _1900
_1900 | _1900
_1900 | _1900
_1900 | _1900
_1900 | _1900
_1900 | _1900
_1900 | _1900
_1900 | _1900
_1900 | _1900
_1900 | _1900
_1900 | _1900
_1900 | _1900
_1900 | _1900
_1900 | _1900
_1900 | _1900
_1900 | _1900
_1900 | _1900
_1900 | _1900
_1900 | _1900
_1900 | _1900
_1900 | _1900
_1900 | _1900
_1900 | _1900
_1900 | _1900
_1900 | _1900
_1900 | _1900
_1900 | _1900
_1900 | _1900
_1900 | _1900
_1900 | _1900
_1900 | _1900
_1900 | _1900
_1900 | _1900
_1900 | _1900
_1900 | _1900
_1900 | _1900
_1900 | _1900
_1900 | _1900
_1900 | _1900
_1900 | _1900
_1900 | _1900
_1900 | _1900
_1900 | _1900
_1900 | _1900
_1900 | _1900
_1900 | _1900
_1900 | _1900
_1900 | _1900
_1900 | _1900
_1900 | _1900
_1900 | _1900
_1900 | _1900
_1900 | _1900
_1900 | _1900
_1900 | _1900
_1900 | _1900
_1900 | _1900
_1900 | _1900
_1900 | _1900
_1900 | _1900
_1900 | _1900
_1900 | _1900
_1900 | _1900
_1900 | _1900
_1900 | _1900
_1900 | _1900
_1900 | _1900
_1900 | _1900
_1900 | _1900
_1900 | _1900
_1900 | _1900
_1900 | _1900
_1900 | _1900
_1900 | _1900
_1900 | _1900
_1900 | _1900
_1900 | _1900
_1900 | _1900
_1900 | _1900
_1900 | _1900
_1900 | _1900
_1900 | _1900
_1900 | _1900
_1900 | _1900
_1900 | _1900
_1900 | _1900
_1900 | _1900
_1900 | _1900
_1900 | _1900
_1900 | _1900
_1900 | _1900
_1900 | _1900
_1900 | _1900
_1900 | _1900
_1900 | _1900
_1900 | _1900
_1900 | _1900
_1900 | _1900
_1900 | _1900
_1900 | _1900
_1900 | _1900
_1900 | _1900
_1900 | _1900
_1900 | _1900
_1900 | _1900
_1900 | _1900
_1900 | _1900
_1900 | _1900
_1900 | _1900
_1900 | _1900
_1900 | _1900
_1900 | _1900
_1900 | _1900
_1900 | _1900
_1900 | _1900
_1900 | _1900
_1900 | _1900
_1900 | _1900
_1900 | _1900
_1900 | _1900
_1900 | _1900
_1900 | _1900
_1900 | _1900
_1900 | _1900
_1900 | _1900
_1900 | _1900
_1900 | _1900
_1900 | _1900
_1900 | _1900
_1900 | _1900
_1900 | _1900
_1900 | _1900
_1900 | _1900
_1900 | _1900
_1900 | _1900
_1900 | _1900
_1900 | _1900
_1900 | _1900
_1900 | _1900
_1900 | _1900
_1900 | _1900
_1900 | _1900
_1900 | _1900
_1900 | _1900
_1900 | _1900
_1900 | _1900
_1900 | _1900
_1900 | _1900
_1900 | _1900
_1900 | _1900
_1900 | _1900
_1900 | _1900
_1900 | _1900
_1900 | _1900
_1900 | _1900
_1900 | _1900
_1900 | _1900
_1900 | _1900
_1900 | _1900
_1900 | _1900
_1900 | _1900
_1900 | _1900
_1900 | _1900
_1900 | _1900
_1900 | _1900
_1900 | _1900
_1900 | _1900
_1900 | _1900
_1900 | _1900
_1900 | _1900
_1900 | _1900
_1900 | _1900
_1900 | _1900
_1900 | _1900
_1900 | _1900
_1900 | _1900
_1900 | _1900
_1900 | _1900
_1900 | _1900
_1900 | _1900
_1900 | _1900
_1900 | _1900
_1900 | _1900
_1900 | _1900
_1900 | _1900
_1900 | _1900
_1900 | _1900
_1900 | _1900
_1900 | _1900
_1900 | _1900
_1900 | _1900
_1900 | _1900
_1900 | _1900
_1900 | _1900
_1900 | _1900
_1900 | _1900
_1900 | _1900
_1900 | _1900
_1900 | _1900
_1900 | _1900
_1900 | _1900
_1900 | _1900
_1900 | _1900
_1900 | _1900
_1900 | _1900
_1900 | _1900
_1900 | _1900
_1900 | _1900
_1900 | _1900
_1900 | _1900
_1900 | _1900
_1900 | _1900
_1900 | _1900
_1900 | _1900
_1900 | _1900
_1900 | _1900
_1900 | _1900
_1900 | _1900
_1900 | _1900
_1900 | _1900
_1900 | _1900
_1900 | _1900
_1900 | _1900
_1900 | _1900
_1900 | _1900
_1900 | _1900
_1900 | _1900
_1900 | _1900
_1900 | _1900
_1900 | _1900
_1900 | _1900
_1900 | _1900
_1900 | _1900
_1900 | _1900
_1900 | _1900
_1900 | _1900
_1900 | _1900
_1900 | _1900
_1900 | _1900
_1900 | _1900
_1900 | _1900
_1900 | _1900
_1900 | _1900
_1900 | _1900
_1900 | _1900
_1900 | _1900
_1900 | _1900
_1900 | _1900
_1900 | _1900
_1900 | _1900
_1900 | _1900
_1900 | _1900
_1900 | _1900
_1900 | _1900
_1900 | _1900
_1900 | _1900
_1900 | _1900
_1900 | _1900
_1900 | _1900
_1900 | _1900
_1900 | _1900
_1900 | _1900
_1900 | _1900
_1900 | _1900
_1900 | _1900
_1900 | _1900
_1900 | _1900
_1900 | _1900
_1900 | _1900
_1900 | _1900
_1900 | _1900
_1900 | _1900
_1900 | _1900
_1900 | _1900
_1900 | _1900
_1900 | _1900
_1900 | _1900
_1900 | _1900
_1900 | _1900
_1900 | _1900
_1900 | _1900
_1900 | _1900
_1900 | _1900
_1900 | _1900
_1900 | _1900
_1900 | _1900
_1900 | _1900
_1900 | _1900
_1900 | _1900
_1900 | _1900
_1900 | _1900
_1900 | _1900
_1900 | _1900
_1900 | _1900
_1900 | _1900
_1900 | _1900
_1900 | _1900
_1900 | _1900
_1900 | _1900
_1900 | _1900
_1900 | _1900
_1900 | _1900
_1900 | _1900
_1900 | _1900
_1900 | _1900
_1900 | _1900
_1900 | _1900
_1900 | _1900
_1900 | _1900
_1900 | _1900
_1900 | _1900
_1900 | _1900
_1900 | _1900
_1900 | _1900
_1900 | _1900
_1900 | _1900
_1900 | _1900
_1900 | _1900
_1900 | _1900
_1900 | _1900
_1900 | _1900
_1900 | _1900
_1900 | _1900
_1900 | _1900
_1900 | _1900
_1900 | _1900
_1900 | _1900
_1900 | _1900
_1900 | _1900
_1900 | _1900
_1900 | _1900
_1900 | _1900
_1900 | _1900
_1900 | _1900
_1900 | _1900
_1900 | _1900
_1900 | _1900
_1900 | _1900
_1900 | _1900
_1900 | _1900
_1900 | _1900
_1900 | _1900
_1900 | _1900
_1900 | _1900
_1900 | _1900
_1900 | _1900
_1900 | _1900
_1900 | _1900
_1900 | _1900
_1900 | _1900
_1900 | _1900
_1900 | _1900
_1900 | _1900
_1900 | _1900
_1900 | _1900
_1900 | _1900
_1900 | _1900
_1900 | _1900
_1900 | _1900
_1900 | _1900
_1900 | _1900
_1900 | _1900
_1900 | _1900
_1900 | _1900
_1900 | _1900
_1900 | _1900
_1900 | _1900
_1900 | _1900
_1900 | _1900
_1900 | _1900
_1900 | _1900
_1900 | _1900
_1900 | _1900
_1900 | _1900
_1900 | _1900
_1900 | _1900
_1900 | _1900
_1900 | _1900
_1900 | _1900
_1900 | _1900
_1900 | _1900
_1900 | _1900
_1900 | _1900
_1900 | _1900
_1900 | _1900
_1900 | _1900
_1900 | _1900
_1900 | _1900
_1900 | _1900
_1900 | _1900
_1900 | _1900
_1900 | _1900
_1900 | _1900
_1900 | _1900
_1900 | _1900
_1900 | _1900
_1900 | _1900
_1900 | _1900
_1900 | _1900
_1900 | _1900
_1900 | _1900
_1900 | _1900
_1900 | _1900
_1900 | _1900
_1900 | _1900
_1900 | _1900
_1900 | _1900
_1900 | _1900
_1900 | _1900
_1900 | _1900
_1900 | _1900
_1900 | _1900
_1900 | _1900
_1900 | _1900
_1900 | _1900
_1900 | _1900
_1900 | _1900
_1900 | _1900
_1900 | _1900
_1900 | _1900
_1900 | _1900
_1900 | _1900
_1900 | _1900
_1900 | _1900
_1900 | _1900
_1900 | _1900
_1900 | _1900
_1900 | _1900
_1900 | _1900
_1900 | _1900
_1900 | _1900
_1900 | _1900
_1900 | _1900
_1900 | _1900
_1900 | _1900
_1900 | _1900
_1900 | _1900
_1900 | _1900
_1900 | _1900
_1900 | _1900
_1900 | _1900
_1900 | _1900
_1900 | _1900
_1900 | _1900
_1900 | _1900
_1900 | _1900
_1900 | _1900
_1900 | _1900
_1900 | _1900
_1900 | _1900
_1900 | _1900
_1900 | _1900
_1900 | _1900
_1900 | _1900
_1900 | _1900
_1900 | _1900
_1900 | _1900
_1900 | _1900
_1900 | _1900
_1900 | _1900
_1900 | _1900
_1900 | _1900
_1900 | _1900
_1900 | _1900
_1900 | _1900
_1900 | _1900
_1900 | _1900
_1900 | _1900
_1900 | _1900
_1900 | _1900
_1900 | _1900
_1900 | _1900
_1900 | _1900
_1900 | _1900
_1900 | _1900
_1900 | _1900
_1900 | _1900
_1900 | _1900
_1900 | _1900
_1900 | _1900
_1900 | _1900
_1900 | _1900
_1900 | _1900
_1900 | _1900
_1900 | _1900
_1900 | _1900
_1900 | _1900
_1900 | _1900
_1900 | _1900
_1900 | _1900
_1900 | _1900
_1900 | _1900
_1900 | _1900
_1900 | _1900
_1900 | _1900
_1900 | _1900
_1900 | _1900
_1900 | _1900
_1900 | _1900
_1900 | _1900
_1900 | _1900
_1900 | _1900
_1900 | _1900
_1900 | _1900
_1900 | _1900
_1900 | _1900
_1900 | _1900
_1900 | _1900
_1900 | _1900
_1900 | _1900
_1900 | _1900
_1900 | _1900
_1900 | _1900
_1900 | _1900
_1900 | _1900
_1900 | _1900
_1900 | _1900
_1900 | _1900
_1900 | _1900
_1900 | _1900
_1900 | _1900
_1900 | _1900
_1900 | _1900
_1900 | _1900
_1900 | _1900
_1900 | _1900
_1900 | _1900
_1900 | _1900
_1900 | _1900
_1900 | _1900
_1900 | _1900
_1900 | _1900
_1900 | _1900
_1900 | _1900
_1900 | _1900
_1900 | _1900
_1900 | _1900
_1900 | _1900
_1900 | _1900
_1900 | _1900
_1900 | _1900
_1900 | _1900
_1900 | _1900
_1900 | _1900
_1900 | _1900
_1900 | _1900
_1900 | _1900
_1900 | _1900
_1900 | _1900
_1900 | _1900
_1900 | _1900
_1900 | _1900
_1900 | _1900
_1900 | _1900
_1900 | _1900
_1900 | _1900
_1900 | _1900
_1900 | _1900
_1900 | _1900
_1900 | _1900
_1900 | _1900
_1900 | _1900
_1900 | _1900
_1900 | _1900
_1900 | _1900
_1900 | _1900
_1900 | _1900
_1900 | _1900
_1900 | _1900
_1900 | _1900
_1900 | _1900
_1900 | _1900
_1900 | _1900
_1900 | _1900
_1900 | _1900
_1900 | _1900
_1900 | _1900
_1900 | _1900
_1900 | _1900
_1900 | _1900
_1900 | _1900
_1900 | _1900
_1900 | _1900
_1900 | _1900
_1900 | _1900
_1900 | _1900
_1900 | _1900
_1900 | _1900
_1900 | _1900
_1900 | _1900
_1900 | _1900
_1900 | _1900
_1900 | _1900
_1900 | _1900
_1900 | _1900
_1900 | _1900
_1900 | _1900
_1900 | _1900
_1900 | _1900
_1900 | _1900
_1900 | _1900
_1900 | _1900
_1900 | _1900
_1900 | _1900
_1900 | _1900
_1900 | _1900
_1900 | _1900
_1900 | _1900
_1900 | _1900
_1900 | _1900
_1900 | _1900
_1900 | _1900
_1900 | _1900
_1900 | _1900
_1900 | _1900
_1900 | _1900
_1900 | _1900
_1900 | _1900
_1900 | _1900
_1900 | _1900
_1900 | _1900
_1900 | _1900
_1900 | _1900
_1900 | _1900
_1900 | _1900
_1900 | _1900
_1900 | _1900
_1900 | _1900
_1900 | _1900
_1900 | _1900
_1900 | _1900
_1900 | _1900
_1900 | _1900
_1900 | _1900
_1900 | _1900
_1900 | _1900
_1900 | _1900
_1900 | _1900
_1900 | _1900
_1900 | _1900
_1900 | _1900
_1900 | _1900
_1900 | _1900
_1900 | _1900
_1900 | _1900
_1900 | _1900
_1900 | _1900
_1900 | _1900
_1900 | _1900
_1900 | _1900
_1900 | _1900
_1900 | _1900
_1900 | _1900
_1900 | _1900
_1900 | _1900
_1900 | _1900
_1900 | _1900
_1900 | _1900
_1900 | _1900
_1900 | _1900
_1900 | _1900
_1900 | _1900
_1900 | _1900
_1900 | _1900
_1900 | _1900
_1900 | _1900
_1900 | _1900
_1900 | _1900
_1900 | _1900
_1900 | _1900
_1900 | _1900
_1900 | _1900
_1900 | _1900
_1900 | _1900
_1900 | _1900
_1900 | _1900
_1900 | _1900
_1900 | _1900
_1900 | _1900
_1900 | _1900
_1900 | _1900
_1900 | _1900
_1900 | _1900
_1900 | _1900
_1900 | _1900
_1900 | _1900
_1900 | _1900
_1900 | _1900
_1900 | _1900
_1900 | _1900
_1900 | _1900
_1900 | _1900
_1900 | _1900
_1900 | _1900
_1900 | _1900
_1900 | _1900
_1900 | _1900
_1900 | _1900
_1900 | _1900
_1900 | _1900
_1900 | _1900
_1900 | _1900
_1900 | _1900
_1900 | _1900
_1900 | _1900
_1900 | _1900
_1900 | _1900
_1900 | _1900
_1900 | _1900
_1900 | _1900
_1900 | _1900
_1900 | _1900
_1900 | _1900
_1900 | _1900
_1900 | _1900
_1900 | _1900
_1900 | _1900
_1900 | _1900
_1900 | _1900
_1900 | _1900
_1900 | _1900
_1900 | _1900
_1900 | _1900
_1900 | _1900
_1900 | _1900
_1900 | _1900
_1900 | _1900
_1900 | _1900
_1900 | _1900
_1900 | _1900
_1900 | _1900
_1900 | _1900
_1900 | _1900
_1900 | _1900
_1900 | _1900
_1900 | _1900
_1900 | _1900
_1900 | _1900
_1900 | _1900
_1900 | _1900
_1900 | _1900
_1900 | _1900
_1900 | _1900
_1900 | _1900
_1900 | _1900
_1900 | _1900
_1900 | _1900
_1900 | _1900
_1900 | _1900
_1900 | _1900
_1900 | _1900
_1900 | _1900
_1900 | _1900
_1900 | _1900
_1900 | _1900
_1900 | _1900
_1900 | _1900
_1900 | _1900
_1900 | _1900
_1900 | _1900
_1900 | _1900
_1900 | _1900
_1900 | _1900
_1900 | _1900
_1900 | _1900
_1900 | _1900
_1900 | _1900
_1900 | _1900
_1900 | _1900
_1900 | _1900
_1900 | _1900
_1900 | _1900
_1900 | _1900
_1900 | _1900
_1900 | _1900
_1900 | _1900
_1900 | _1900
_1900 | _1900
_1900 | _1900
_1900 | _1900
_1900 | _1900
_1900 | _1900
_1900 | _1900
_1900 | _1900
_1900 | _1900
_1900 | _1900
_1900 | _1900
_1900 | _1900
_1900 | _1900
_1900 | _1900
_1900 | _1900
_1900 | _1900
_1900 | _1900
_1900 | _1900
_1900 | _1900
_1900 | _1900
_1900 | _1900
_1900 | _1900
_1900 | _1900
_1900 | _1900
_1900 | _1900
_1900 | _1900
_1900 | _1900
_1900 | _1900
_1900 | _1900
_1900 | _1900
_1900 | _1900
_1900 | _1900
_1900 | _1900
_1900 | _1900
_1900 | _1900
_1900 | _1900
_1900 | _1900
_1900 | _1900
_1900 | _1900
_1900 | _1900
_1900 | _1900
_1900 | _1900
_1900 | _1900
_1900 | _1900
_1900 | _1900
_1900 | _1900
_1900 | _1900
_1900 | _1900
_1900 | _1900
_1900 | _1900
_1900 | _1900
_1900 | _1900
_1900 | _1900
_1900 | _1900
_1900 | _1900
_1900 | _1900
_1900 | _1900
_1900 | _1900
_1900 | _1900
_1900 | _1900
_1900 | _1900
_1900 | _1900
_1900 | _1900
_1900 | _1900
_1900 | _1900
_1900 | _1900
_1900 | _1900
_1900 | _1900
_1900 | _1900
_1900 | _1900
_1900 | _1900
_1900 | _1900
_1900 | _1900
_1900 | _1900
_1900 | _1900
_1900 | _1900
_1900 | _1900
_1900 | _1900
_1900 | _1900
_1900 | _1900
_1900 | _1900
_1900 | _1900
_1900 | _1900
_1900 | _1900
_1900 | _1900
_1900 | _1900
_1900 | _1900
_1900 | _1900
_1900 | _1900
_1900 | _1900
_1900 | _1900
_1900 | _1900
_1900 | _1900
_1900 | _1900
_1900 | _1900
_1900 | _1900
_1900 | _1900
_1900 | _1900
_1900 | _1900
_1900 | _1900
_1900 | _1900
_1900 | _1900
_1900 | _1900
_1900 | _1900
_1900 | _1900
_1900 | _1900
_1900 | _1900
_1900 | _1900
_1900 | _1900
_1900 | _1900
_1900 | _1900
_1900 | _1900
_1900 | _1900
_1900 | _1900
_1900 | _1900
_1900 | _1900
_1900 | _1900
_1900 | _1900
_1900 | _1900
_1900 | _1900
_1900 | _1900
_1900 | _1900
_1900 | _1900
_1900 | _1900
_1900 | _1900
_1900 | _1900
_1900 | _1900
_1900 | _1900
_1900 | _1900
_1900 | _1900
_1900 | _1900
_1900 | _1900
_1900 | _1900
_1900 | _1900
_1900 | _1900
_1900 | _1900
_1900 | _1900
_1900 | _1900
_1900 | _1900
_1900 | _1900
_1900 | _1900
_1900 | _1900
_1900 | _1900
_1900 | _1900
_1900 | _1900
_1900 | _1900
_1900 | _1900
_1900 | _1900
_1900 | _1900
_1900 | _1900
_1900 | _1900
_1900 | _1900
_1900 | _1900
_1900 | _1900
_1900 | _1900
_1900 | _1900
_1900 | _1900
_1900 | _1900
_1900 | _1900
_1900 | _1900
_1900 | _1900
_1900 | _1900
_1900 | _1900
_1900 | _1900
_1900 | _1900
_1900 | _1900
_1900 | _1900
_1900 | _1900
_1900 | _1900
_1900 | _1900
_1900 | _1900
_1900 | _1900
_1900 | _1900
_1900 | _1900
_1900 | _1900
_1900 | _1900
_1900 | _1900
_1900 | _1900
_1900 | _1900
_1900 | _1900
_1900 | _1900
_1900 | _1900
_1900 | _1900
_1900 | _1900
_1900 | _1900
_1900 | _1900
_1900 | _1900
_1900 | _1900
_1900 | _1900
_1900 | _1900
_1900 | _1900
_1900 | _1900
_1900 | _1900
_1900 | _1900
_1900 | _1900
_1900 | _1900
_1900 | _1900
_1900 | _1900
_1900 | _1900
_1900 | _1900
_1900 | _1900
_1900 | _1900
_1900 | _1900
_1900 | _1900
_1900 | _1900
_1900 | _1900
_1900 | _1900
_1900 | _1900
_1900 | _1900
_1900 | _1900
_1900 | _1900
_1900 | _1900
_1900 | _1900
_1900 | _1900
_1900 | _1900
_1900 | _1900
_1900 | _1900
_1900 | _1900
_1900 | _1900
_1900 | _1900
_1900 | _1900
_1900 | _1900
_1900 | _1900
_1900 | _1900
_1900 | _1900
_1900 | _1900
_1900 | _1900
_1900 | _1900
_1900 | _1900
_1900 | _1900
_1900 | _1900
_1900 | _1900
_1900 | _1900
_1900 | _1900
_1900 | _1900
_1900 | _1900
_1900 | _1900
_1900 | _1900
_1900 | _1900
_1900 | _1900
_1900 | _1900
_1900 | _1900
_1900 | _1900
_1900 | _1900
_1900 | _1900
_1900 | _1900
_1900 | _1900
_1900 | _1900
_1900 | _1900
_1900 | _1900
_1900 | _1900
_1900 | _1900
_1900 | _1900
_1900 | _1900
_1900 | _1900
_1900 | _1900
_1900 | _1900
_1900 | _1900
_1900 | _1900
_1900 | _1900
_1900 | _1900
_1900 | _1900
_1900 | _1900
_1900 | _1900
_1900 | _1900
_1900 | _1900
_1900 | _1900
_1900 | _1900
_1900 | _1900
_1900 | _1900
_1900 | _1900
_1900 | _1900
_1900 | _1900
_1900 | _1900
_1900 | _1900
_1900 | _1900
_1900 | _1900
_1900 | _1900
_1900 | _1900
_1900 | _1900
_1900 | _1900
_1900 | _1900
_1900 | _1900
_1900 | _1900
_1900 | _1900
_1900 | _1900
_1900 | _1900
_1900 | _1900
_1900 | _1900
_1900 | _1900
_1900 | _1900
_1900 | _1900
_1900 | _1900
_1900 | _1900
_1900 | _1900
_1900 | _1900
_1900 | _1900
_1900 | _1900
_1900 | _1900
_1900 | _1900
_1900 | _1900
_1900 | _1900
_1900 | _1900
_1900 | _1900
_1900 | _1900
_1900 | _1900
_1900 | _1900
_1900 | _1900
_1900 | _1900
_1900 | _1900
_1900 | _1900
_1900 | _1900
_1900 | _1900
_1900 | _1900
_1900 | _1900
_1900 | _1900
_1900 | _1900
_1900 | _1900
_1900 | _1900
_1900 | _1900
_1900 | _1900
_1900 | _1900
_1900 | _1900
_1900 | _1900
_1900 | _1900
_1900 | _1900
_1900 | _1900
_1900 | _1900
_1900 | _1900
_1900 | _1900
_1900 | _1900
_1900 | _1900
_1900 | _1900
_1900 | _1900
_1900 | _1900
_1900 | _1900
_1900 | _1900
_1900 | _1900
_1900 | _1900
_1900 | _1900
_1900 | _1900
_1900 | _1900
_1900 | _1900
_1900 | _1900
_1900 | _1900
_1900 | _1900
_1900 | _1900
_1900 | _1900
_1900 | _1900
_1900 | _1900
_1900 | _1900
_1900 | _1900
_1900 | _1900
_1900 | _1900
_1900 | _1900
_1900 | _1900
_1900 | _1900
_1900 | _1900
_1900 | _1900
_1900 | _1900
_1900 | _1900
_1900 | _1900
_1900 | _1900
_1900 | _1900
_1900 | _1900
_1900 | _1900
_1900 | _1900
_1900 | _1900
_1900 | _1900
_1900 | _1900
_1900 | _1900
_1900 | _1900
_1900 | _1900
_1900 | _1900
_1900 | _1900
_1900 | _1900
_1900 | _1900
_1900 | _1900
_1900 | _1900
_1900 | _1900
_1900 | _1900
_1900 | _1900
_1900 | _1900
_1900 | _1900
_1900 | _1900
_1900 | _1900
_1900 | _1900
_1900 | _1900
_1900 | _1900
_1900 | _1900
_1900 | _1900
_1900 | _1900
_1900 | _1900
_1900 | _1900
_1900 | _1900
_1900 | _1900
_1900 | _1900
_1900 | _1900
_1900 | _1900
_1900 | _1900
_1900 | _1900
_1900 | _1900
_1900 | _1900
_1900 | _1900
_1900 | _1900
_1900 | _1900
_1900 | _1900
_1900 | _1900
_1900 | _1900
_1900 | _1900
_1900 | _1900
_1900 | _1900
_1900 | _1900
_1900 | _1900
_1900 | _1900
_1900 | _1900
_1900 | _1900
_1900 | _1900
_1900 | _1900
_1900 | _1900
_1900 | _1900
_1900 | _1900
_1900 | _1900
_1900 | _1900
_1900 | _1900
_1900 | _1900
_1900 | _1900
_1900 | _1900
_1900 | _1900
_1900 | _1900
_1900 | _1900
_1900 | _1900
_1900 | _1900
_1900 | _1900
_1900 | _1900
_1900 | _1900
_1900 | _1900
_1900 | _1900
_1900 | _1900
_1900 | _1900
_1900 | _1900
_1900 | _1900
_1900 | _1900
_1900 | _1900
_1900 | _1900
_1900 | _1900
_1900 | _1900
_1900 | _1900
_1900 | _1900
_1900 | _1900
_1900 | _1900
_1900 | _1900
_1900 | _1900
_1900 | _1900
_1900 | _1900
_1900 | _1900
_1900 | _1900
_1900 | _1900
_1900 | _1900
_1900 | _1900
_1900 | _1900
_1900 | _1900
_1900 | _1900
_1900 | _1900
_1900 | _1900
_1900 | _1900
_1900 | _1900
_1900 | _1900
_1900 | _1900
_1900 | _1900
_1900 | _1900
_1900 | _1900
_1900 | _1900
_1900 | _1900
_1900 | _1900
_1900 | _1900
_1900 | _1900
_1900 | _1900
_1900 | _1900
_1900 | _1900
_1900 | _1900
_1900 | _1900
_1900 | _1900
_1900 | _1900
_1900 | _1900
_1900 | _1900
_1900 | _1900
_1900 | _1900
_1900 | _1900
_1900 | _1900
_1900 | _1900
_1900 | _1900
_1900 | _1900
_1900 | _1900
_1900 | _1900
_1900 | _1900
_1900 | _1900
_1900 | _1900
_1900 | _1900
_1900 | _1900
_1900 | _1900
_1900 | _1900
_1900 | _1900
_1900 | _1900
_1900 | _1900
_1900 | _1900
_1900 | _1900
_1900 | _1900
_1900 | _1900
_1900 | _1900
_1900 | _1900
_1900 | _1900
_1900 | _1900
_1900 | _1900
_1900 | _1900
_1900 | _1900
_1900 | _1900
_1900 | _1900
_1900 | _1900
_1900 | _1900
_1900 | _1900
_1900 | _1900
_1900 | _1900
_1900 | _1900
_1900 | _1900
_1900 | _1900
_1900 | _1900
_1900 | _1900
_1900 | _1900
_1900 | _1900
_1900 | _1900
_1900 | _1900
_1900 | _1900
_1900 | _1900
_1900 | _1900
_1900 | _1900
_1900 | _1900
_1900 | _1900
_1900 | _1900
_1900 | _1900
_1900 | _1900
_1900 | _1900
_1900 | _1900
_1900 | _1900
_1900 | _1900
_1900 | _1900
_1900 | _1900
_1900 | _1900
_1900 | _1900
_1900 | _1900
_1900 | _1900
_1900 | _1900
_1900 | _1900
_1900 | _1900
_1900 | _1900
_1900 | _1900
_1900 | _1900
_1900 | _1900
_1900 | _1900
_1900 | _1900
_1900 | _1900
_1900 | _1900
_1900 | _1900
_1900 | _1900
_1900 | _1900
_1900 | _1900
_1900 | _1900
_1900 | _1900
_1900 | _1900
_1900 | _1900
_1900 | _1900
_1900 | _1900
_1900 | _1900
_1900 | _1900
_1900 | _1900
_1900 | _1900
_1900 | _1900
_1900 | _1900
_1900 | _1900
_1900 | _1900
_1900 | _1900
_1900 | _1900
_1900 | _1900
_1900 | _1900
_1900 | _1900
_1900 | _1900
_1900 | _1900
_1900 | _1900
_1900 | _1900
_1900 | _1900
_1900 | _1900
_1900 | _1900
_1900 | _1900
_1900 | _1900
_1900 | _1900
_1900 | _1900
_1900 | _1900
_1900 | _1900
_1900 | _1900
_1900 | _1900
_1900 | _1900
_1900 | _1900
_1900 | _1900
_1900 | _1900
_1900 | _1900
_1900 | _1900
_1900 | _1900
_1900 | _1900
_1900 | _1900
_1900 | _1900
_1900 | _1900
_1900 | _1900
_1900 | _1900
_1900 | _1900
_1900 | _1900
_1900 | _1900
_1900 | _1900
_1900 | _1900
_1900 | _1900
_1900 | _1900
_1900 | _1900
_1900 | _1900
_1900 | _1900
_1900 | _1900
_1900 | _1900
_1900 | _1900
_1900 | _1900
_1900 | _1900
_1900 | _1900
_1900 | _1900
_1900 | _1900
_1900 | _1900
_1900 | _1900
_1900 | _1900
_1900 | _1900
_1900 | _1900
_1900 | _1900
_1900 | _1900
_1900 | _1900
_1900 | _1900
_1900 | _1900
_1900 | _1900
_1900 | _1900
_1900 | _1900
_1900 | _1900
_1900 | _1900
_1900 | _1900
_1900 | _1900
_1900 | _1900
_1900 | _1900
_1900 | _1900
_1900 | _1900
_1900 | _1900
_1900 | _1900
_1900 | _1900
_1900 | _1900
_1900 | _1900
_1900 | _1900
_1900 | _1900
_1900 | _1900
_1900 | _1900
_1900 | _1900
_1900 | _1900
_1900 | _1900
_1900 | _1900
_1900 | _1900
_1900 | _1900
_1900 | _1900
_1900 | _1900
_1900 | _1900
_1900 | _1900
_1900 | _1900
_1900 | _1900
_1900 | _1900
_1900 | _1900
_1900 | _1900
_1900 | _1900
_1900 | _1900
_1900 | _1900
_1900 | _1900
_1900 | _1900
_1900 | _1900
_1900 | _1900
_1900 | _1900
_1900 | _1900
_1900 | _1900
_1900 | _1900
_1900 | _1900
_1900 | _1900
_1900 | _1900
_1900 | _1900
_1900 | _1900
_1900 | _1900
_1900 | _1900
_1900 | _1900
_1900 | _1900
_1900 | _1900
_1900 | _1900
_1900 | _1900
_1900 | _1900
_1900 | _1900
_1900 | _1900
_1900 | _1900
_1900 | _1900
_1900 | _1900
_1900 | _1900
_1900 | _1900
_1900 | _1900
_1900 | _1900
_1900 | _1900
_1900 | _1900
_1900 | _1900
_1900 | _1900
_1900 | _1900
_1900 | _1900
_1900 | _1900
_1900 | _1900
_1900 | _1900
_1900 | _1900
_1900 | _1900
_1900 | _1900
_1900 | _1900
_1900 | _1900
_1900 | _1900
_1900 | _1900
_1900 | _1900
_1900 | _1900
_1900 | _1900
_1900 | _1900
_1900 | _1900
_1900 | _1900
_1900 | _1900
_1900 | _1900
_1900 | _1900
_1900 | _1900
_1900 | _1900
_1900 | _1900
_1900 | _1900
_1900 | _1900
_1900 | _1900
_1900 | _1900
_1900 | _1900
_1900 | _1900
_1900 | _1900
_1900 | _1900
_1900 | _1900
_1900 | _1900
_1900 | _1900
_1900 | _1900
_1900 | _1900
_1900 | _1900
_1900 | _1900
_1900 | _1900
_1900 | _1900
_1900 | _1900
_1900 | _1900
_1900 | _1900
_1900 | _1900
_1900 | _1900
_1900 | _1900
_1900 | _1900
_1900 | _1900
_1900 | _1900
_1900 | _1900
_1900 | _1900
_1900 | _1900
_1900 | _1900
_1900 | _1900
_1900 | _1900
_1900 | _1900
_1900 | _1900
_1900 | _1900
_1900 | _1900
_1900 | _1900
_1900 | _1900
_1900 | _1900
_1900 | _1900
_1900 | _1900
_1900 | _1900
_1900 | _1900
_1900 | _1900
_1900 | _1900
_1900 | _1900
_1900 | _1900
_1900 | _1900
_1900 | _1900
_1900 | _1900
_1900 | _1900
_1900 | _1900
_1900 | _1900
_1900 | _1900
_1900 | _1900
_1900 | _1900
_1900 | _1900
_1900 | _1900
_1900 | _1900
_1900 | _1900
_1900 | _1900
_1900 | _1900
_1900 | _1900
_1900 | _1900
_1900 | _1900
_1900 | _1900
_1900 | _1900
_1900 | _1900
_1900 | _1900
_1900 | _1900
_1900 | _1900
_1900 | _1900
_1900 | _1900
_1900 | _1900
_1900 | _1900
_1900 | _1900
_1900 | _1900
_1900 | _1900
_1900 | _1900
_1900 | _1900
_1900 | _1900
_1900 | _1900
_1900 | _1900
_1900 | _1900
_1900 | _1900
_1900 | _1900
_1900 | _1900
_1900 | _1900
_1900 | _1900
_1900 | _1900
_1900 | _1900
_1900 | _1900
_1900 | _1900
_1900 | _1900
_1900 | _1900
_1900 | _1900
_1900 | _1900
_1900 | _1900
_1900 | _1900
_1900 | _1900
_1900 | _1900
_1900 | _1900
_1900 | _1900
_1900 | _1900
_1900 | _1900
_1900 | _1900
_1900 | _1900
_1900 | _1900
_1900 | _1900
_1900 | _1900
_1900 | _1900
_1900 | _1900
_1900 | _1900
_1900 | _1900
_1900 | _1900
_1900 | _1900
_1900 | _1900
_1900 | _1900
_1900 | _1900
_1900 | _1900
_1900 | _1900
_1900 | _1900
_1900 | _1900
_1900 | _1900
_1900 | _1900
_1900 | _1900
_1900 | _1900
_1900 | _1900
_1900 | _1900
_1900 | _1900
_1900 | _1900
_1900 | _1900
_1900 | _1900
_1900 | _1900
_1900 | _1900
_1900 | _1900
_1900 | _1900
_1900 | _1900
_1900 | _1900
_1900 | _1900
_1900 | _1900
_1900 | _1900
_1900 | _1900
_1900 | _1900
_1900 | _1900
_1900 | _1900
_1900 | _1900
_1900 | _1900
_1900 | _1900
_1900 | _1900
_1900 | _1900
_1900 | _1900
_1900 | _1900
_1900 | _1900
_1900 | _1900
_1900 | _1900
_1900 | _1900
_1900 | _1900
_1900 | _1900
_1900 | _1900
_1900 | _1900
_1900 | _1900
_1900 | _1900
_1900 | _1900
_1900 | _1900
_1900 | _1900
_1900 | _1900
_1900 | _1900
_1900 | _1900
_1900 | _1900
_1900 | _1900
_1900 | _1900
_1900 | _1900
_1900 | _1900
_1900 | _1900
_1900 | _1900
_1900 | _1900
_1900 | _1900
_1900 | _1900
_1900 | _1900
_1900 | _1900
_1900 | _1900
_1900 | _1900
_1900 | _1900
_1900 | _1900
_1900 | _1900
_1900 | _1900
_1900 | _1900
_1900 | _1900
_1900 | _1900
_1900 | _1900
_1900 | _1900
_1900 | _1900
_1900 | _1900
_1900 | _1900
_1900 | _1900
_1900 | _1900
_1900 | _1900
_1900 | _1900
_1900 | _1900
_1900 | _1900
_1900 | _1900
_1900 | _1900
_1900 | _1900
_1900 | _1900
_1900 | _1900
_1900 | _1900
_1900 | _1900
_1900 | _1900
_1900 | _1900
_1900 | _1900
_1900 | _1900
_1900 | _1900
_1900 | _1900
_1900 | _1900
_1900 | _1900
_1900 | _1900
_1900 | _1900
_1900 | _1900
_1900 | _1900
_1900 | _1900
_1900 | _1900
_1900 | _1900
_1900 | _1900
_1900 | _1900
_1900 | _1900
_1900 | _1900
_1900 | _1900
_1900 | _1900
_1900 | _1900
_1900 | _1900
_1900 | _1900
_1900 | _1900
_1900 | _1900
_1900 | _1900
_1900 | _1900
_1900 | _1900
_1900 | _1900
_1900 | _1900
_1900 | _1900
_1900 | _1900
_1900 | _1900
_1900 | _1900
_1900 | _1900
_1900 | _1900
_1900 | _1900
_1900 | _1900
_1900 | _1900
_1900 | _1900
_1900 | _1900
_1900 | _1900
_1900 | _1900
_1900 | _1900
_1900 | _1900
_1900 | _1900
_1900 | _1900
_1900 | _1900
_1900 | _1900
_1900 | _1900
_1900 | _1900
_1900 | _1900
_1900 | _1900
_1900 | _1900
_1900 | _1900
_1900 | _1900
_1900 | _1900
_1900 | _1900
_1900 | _1900
_1900 | _1900
_1900 | _1900
_1900 | _1900
_1900 | _1900
_1900 | _1900
_1900 | _1900
_1900 | _1900
_1900 | _1900
_1900 | _1900
_1900 | _1900
_1900 | _1900
_1900 | _1900
_1900 | _1900
_1900 | _1900
_1900 | _1900
_1900 | _1900
_1900 | _1900
_1900 | _1900
_1900 | _1900
_1900 | _1900
_1900 | _1900
_1900 | _1900
_1900 | _1900
_1900 | _1900
_1900 | _1900
_1900 | _1900
_1900 | _1900
_1900 | _1900
_1900 | _1900
_1900 | _1900
_1900 | _1900
_1900 | _1900
_1900 | _1900
_1900 | _1900
_1900 | _1900
_1900 | _1900
_1900 | _1900
_1900 | _1900
_1900 | _1900
_1900 | _1900
_1900 | _1900
_1900 | _1900
_1900 | _1900
_1900 | _1900
_1900 | _1900
_1900 | _1900
_1900 | _1900
_1900 | _1900
_1900 | _1900
_1900 | _1900
_1900 | _1900
_1900 | _1900
_1900 | _1900
_1900 | _1900
_1900 | _1900
_1900 | _1900
_1900 | _1900
_1900 | _1900
_1900 | _1900
_1900 | _1900
_1900 | _1900
_1900 | _1900
_1900 | _1900
_1900 | _1900
_1900 | _1900
_1900 | _1900
_1900 | _1900
_1900 | _1900
_1900 | _1900
_1900 | _1900
_1900 | _1900
_1900 | _1900
_1900 | _1900
_1900 | _1900
_1900 | _1900
_1900 | _1900
_1900 | _1900
_1900 | _1900
_1900 | _1900
_1900 | _1900
_1900 | _1900
_1900 | _1900
_1900 | _1900
_1900 | _1900
_1900 | _1900
_1900 | _1900
_1900 | _1900
_1900 | _1900
_1900 | _1900
_1900 | _1900
_1900 | _1900
_1900 | _1900
_1900 | _1900
_1900 | _1900
_1900 | _1900
_1900 | _1900
_1900 | _1900
_1900 | _1900
_1900 | _1900
_1900 | _1900
_1900 | _1900
_1900 | _1900
_1900 | _1900
_1900 | _1900
_1900 | _1900
_1900 | _1900
_1900 | _1900
_1900 | _1900
_1900 | _1900
_1900 | _1900
_1900 | _1900
_1900 | _1900
_1900 | _1900
_1900 | _1900
_1900 | _1900
_1900 | _1900
_1900 | _1900
_1900 | _1900
_1900 | _1900
_1900 | _1900
_1900 | _1900
_1900 | _1900
_1900 | _1900
_1900 | _1900
_1900 | _1900
_1900 | _1900
_1900 | _1900
_1900 | _1900
_1900 | _1900
_1900 | _1900
_1900 | _1900
_1900 | _1900
_1900 | _1900
_1900 | _1900
_1900 | _1900
_1900 | _1900
_1900 | _1900
_1900 | _1900
_1900 | _1900
_1900 | _1900
_1900 | _1900
_1900 | _1900
_1900 | _1900
_1900 | _1900
_1900 | _1900
_1900 | _1900
_1900 | _1900
_1900 | _1900
_1900 | _1900
_1900 | _1900
_1900 | _1900
_1900 | _1900
_1900 | _1900
_1900 | _1900
_1900 | _1900
_1900 | _1900
_1900 | _1900
_1900 | _1900
_1900 | _1900
_1900 | _1900
_1900 | _1900
_1900 | _1900
_1900 | _1900
_1900 | _1900
_1900 | _1900
_1900 | _1900
_1900 | _1900
_1900 | _1900
_1900 | _1900
_1900 | _1900
_1900 | _1900
_1900 | _1900
_1900 | _1900
_1900 | _1900
_1900 | _1900
_1900 | _1900
_1900 | _1900
_1900 | _1900
_1900 | _1900
_1900 | _1900
_1900 | _1900
_1900 | _1900
_1900 | _1900
_1900 | _1900
_1900 | _1900
_1900 | _1900
_1900 | _1900
_1900 | _1900
_1900 | _1900
_1900 | _1900
_1900 | _1900
_1900 | _1900
_1900 | _1900
_1900 | _1900
_1900 | _1900
_1900 | _1900
_1900 | _1900
_1900 | _1900
_1900 | _1900
_1900 | _1900
_1900 | _1900
_1900 | _1900
_1900 | _1900
_1900 | _1900
_1900 | _1900
_1900 | _1900
_1900 | _1900
_1900 | _1900
_1900 | _1900
_1900 | _1900
_1900 | _1900
_1900 | _1900
_1900 | _1900
_1900 | _1900
_1900 | _1900
_1900 | _1900
_1900 | _1900
_1900 | _1900
_1900 | _1900
_1900 | _1900
_1900 | _1900
_1900 | _1900
_1900 | _1900
_1900 | _1900
_1900 | _1900
_1900 | _1900
_1900 | _1900
_1900 | _1900
_1900 | _1900
_1900 | _1900
_1900 | _1900
_1900 | _1900
_1900 | _1900
_1900 | _1900
_1900 | _1900
_1900 | _1900
_1900 | _1900
_1900 | _1900
_1900 | _1900
_1900 | _1900
_1900 | _1900
_1900 | _1900
_1900 | _1900
_1900 | _1900
_1900 | _1900
_1900 | _1900
_1900 | _1900
_1900 | _1900
_1900 | _1900
_1900 | _1900
_1900 | _1900
_1900 | _1900
_1900 | _1900
_1900 | _1900
_1900 | _1900
_1900 | _1900
_1900 | _1900
_1900 | _1900
_1900 | _1900
_1900 | _1900
_1900 | _1900
_1900 | _1900
_1900 | _1900
_1900 | _1900
_1900 | _1900
_1900 | _1900
_1900 | _1900
_1900 | _1900
_1900 | _1900
_1900 | _1900
_1900 | _1900
_1900 | _1900
_1900 | _1900
_1900 | _1900
_1900 | _1900
_1900 | _1900
_1900 | _1900
_1900 | _1900
_1900 | _1900
_1900 | _1900
_1900 | _1900
_1900 | _1900
_1900 | _1900
_1900 | _1900
_1900 | _1900
_1900 | _1900
_1900 | _1900
_1900 | _1900
_1900 | _1900
_1900 | _1900
_1900 | _1900
_1900 | _1900
_1900 | _1900
_1900 | _1900
_1900 | _1900
_1900 | _1900
_1900 | _1900
_1900 | _1900
_1900 | _1900
_1900 | _1900
_1900 | _1900
_1900 | _1900
_1900 | _1900
_1900 | _1900
_1900 | _1900
_1900 | _1900
_1900 | _1900
_1900 | _1900
_1900 | _1900
_1900 | _1900
_1900 | _1900
_1900 | _1900
_1900 | _1900
_1900 | _1900
_1900 | _1900
_1900 | _1900
_1900 | _1900
_1900 | _1900
_1900 | _1900
_1900 | _1900
_1900 | _1900
_1900 | _1900
_1900 | _1900
_1900 | _1900
_1900 | _1900
_1900 | _1900
_1900 | _1900
_1900 | _1900
_1900 | _1900
_1900 | _1900
_1900 | _1900
_1900 | _1900
_1900 | _1900
_1900 | _1900
_1900 | _1900
_1900 | _1900
_1900 | _1900
_1900 | _1900
_1900 | _1900
_1900 | _1900
_1900 | _1900
_1900 | _1900
_1900 | _1900
_1900 | _1900
_1900 | _1900
_1900 | _1900
_1900 | _1900
_1900 | _1900
_1900 | _1900
_1900 | _1900
_1900 | _1900
_1900 | _1900
_1900 | _1900
_1900 | _1900
_1900 | _1900
_1900 | _1900
_1900 | _1900
_1900 | _1900
_1900 | _1900
_1900 | _1900
_1900 | _1900
_1900 | _1900
_1900 | _1900
_1900 | _1900
_1900 | _1900
_1900 | _1900
_1900 | _1900
_1900 | _1900
_1900 | _1900
_1900 | _1900
_1900 | _1900
_1900 | _1900
_1900 | _1900
_1900 | _1900
_1900 | _1900
_1900 | _1900
_1900 | _1900
_1900 | _1900
_1900 | _1900
_1900 | _1900
_1900 | _1900
_1900 | _1900
_1900 | _1900
_1900 | _1900
_1900 | _1900
_1900 | _1900
_1900 | _1900
_1900 | _1900
_1900 | _1900
_1900 | _1900
_1900 | _1900
_1900 | _1900
_1900 | _1900
_1900 | _1900
_1900 | _1900
_1900 | _1900
_1900 | _1900
_1900 | _1900
_1900 | _1900
_1900 | _1900
_1900 | _1900
_1900 | _1900
_1900 | _1900
_1900 | _1900
_1900 | _1900
_1900 | _1900
_1900 | _1900
_1900 | _1900
_1900 | _1900
_1900 | _1900
_1900 | _1900
_1900 | _1900
_1900 | _1900
_1900 | _1900
_1900 | _1900
_1900 | _1900
_1900 | _1900
_1900 | _1900
_1900 | _1900
_1900 | _1900
_1900 | _1900
_1900 | _1900
_1900 | _1900
_1900 | _1900
_1900 | _1900
_1900 | _1900
_1900 | _1900
_1900 | _1900
_1900 | _1900
_1900 | _1900
_1900 | _1900
_1900 | _1900
_1900 | _1900
_1900 | _1900
_1900 | _1900
_1900 | _1900
_1900 | _1900
_1900 | _1900
_1900 | _1900
_1900 | _1900
_1900 | _1900
_1900 | _1900
_1900 | _1900
_1900 | _1900
_1900 | _1900
_1900 | _1900
_1900 | _1900
_1900 | _1900
_1900 | _1900
_1900 | _1900
_1900 | _1900
_1900 | _1900
_1900 | _1900
_1900 | _1900
_1900 | _1900
_1900 | _1900
_1900 | _1900
_1900 | _1900
_1900 | _1900
_1900 | _1900
_1900 | _1900
_1900 | _1900
_1900 | _1900
_1900 | _1900
_1900 | _1900
_1900 | _1900
_1900 | _1900
_1900 | _1900
_1900 | _1900
_1900 | _1900
_1900 | _1900
_1900 | _1900
_1900 | _1900
_1900 | _1900
_1900 | _1900
_1900 | _1900
_1900 | _1900
_1900 | _1900
_1900 | _1900
_1900 | _1900
_1900 | _1900
_1900 | _1900
_1900 | _1900
_1900 | _1900
_1900 | _1900
_1900 | _1900
_1900 | _1900
_1900 | _1900
_1900 | _1900
_1900 | _1900
_1900 | _1900
_1900 | _1900
_1900 | _1900
_1900 | _1900
_1900 | _1900
_1900 | _1900
_1900 | _1900
_1900 | _1900
_1900 | _1900
_1900 | _1900
_1900 | _1900
_1900 | _1900
_1900 | _1900
_1900 | _1900
_1900 | _1900
_1900 | _1900
_1900 | _1900
_1900 | _1900
_1900 | _1900
_1900 | _1900
_1900 | _1900
_1900 | _1900
_1900 | _1900
_1900 | _1900
_1900 | _1900
_1900 | _1900
_1900 | _1900
_1900 | _1900
_1900 | _1900
_1900 | _1900
_1900 | _1900
_1900 | _1900
_1900 | _1900
_1900 | _1900
_1900 | _1900
_1900 | _1900
_1900 | _1900
_1900 | _1900
_1900 | _1900
_1900 | _1900
_1900 | _1900
_1900 | _1900
_1900 | _1900
_1900 | _1900
_1900 | _1900
_1900 | _1900
_1900 | _1900
_1900 | _1900
_1900 | _1900
_1900 | _1900
_1900 | _1900
_1900 | _1900
_1900 | _1900
_1900 | _1900
_1900 | _1900
_1900 | _1900
_1900 | _1900
_1900 | _1900
_1900 | _1900
_1900 | _1900
_1900 | _1900
_1900 | _1900
_1900 | _1900
_1900 | _1900
_1900 | _1900
_1900 | _1900
_1900 | _1900
_1900 | _1900
_1900 | _1900
_1900 | _1900
_1900 | _1900
_1900 | _1900
_1900 | _1900
_1900 | _1900
_1900 | _1900
_1900 | _1900
_1900 | _1900
_1900 | _1900
_1900 | _1900
_1900 | _1900
_1900 | _1900
_1900 | _1900
_1900 | _1900
_1900 | _1900
_1900 | _1900
_1900 | _1900
_1900 | _1900
_1900 | _1900
_1900 | _1900
_1900 | _1900
_1900 | _1900
_1900 | _1900
_1900 | _1900
_1900 | _1900
_1900 | _1900
_1900 | _1900
_1900 | _1900
_1900 | _1900
_1900 | _1900
_1900 | _1900
_1900 | _1900
_1900 | _1900
_1900 | _1900
_1900 | _1900
_1900 | _1900
_1900 | _1900
_1900 | _1900
_1900 | _1900
_1900 | _1900
_1900 | _1900
_1900 | _1900
_1900 | _1900
_1900 | _1900
_1900 | _1900
_1900 | _1900
_1900 | _1900
_1900 | _1900
_1900 | _1900
_1900 | _1900
_1900 | _1900
_1900 | _1900
_1900 | _1900
_1900 | _1900
_1900 | _1900
_1900 | _1900
_1900 | _1900
_1900 | _1900
_1900 | _1900
_1900 | _1900
_1900 | _1900
_1900 | _1900
_1900 | _1900
_1900 | _1900
_1900 | _1900
_1900 | _1900
_1900 | _1900
_1900 | _1900
_1900 | _1900
_1900 | _1900
_1900 | _1900
_1900 | _1900
_1900 | _1900
_1900 | _1900
_1900 | _1900
_1900 | _1900
_1900 | _1900
_1900 | _1900
_1900 | _1900
_1900 | _1900
_1900 | _1900
_1900 | _1900
_1900 | _1900
_1900 | _1900
_1900 | _1900
_1900 | _1900
_1900 | _1900
_1900 | _1900
_1900 | _1900
_1900 | _1900
_1900 | _1900
_1900 | _1900
_1900 | _1900
_1900 | _1900
_1900 | _1900
_1900 | _1900
_1900 | _1900
_1900 | _1900
_1900 | _1900
_1900 | _1900
_1900 | _1900
_1900 | _1900
_1900 | _1900
_1900 | _1900
_1900 | _1900
_1900 | _1900
_1900 | _1900
_1900 | _1900
_1900 | _1900
_1900 | _1900
_1900 | _1900
_1900 | _1900
_1900 | _1900
_1900 | _1900
_1900 | _1900
_1900 | _1900
_1900 | _1900
_1900 | _1900
_1900 | _1900
_1900 | _1900
_1900 | _1900
_1900 | _1900
_1900 | _1900
_1900 | _1900
_1900 | _1900
_1900 | _1900
_1900 | _1900
_1900 | _1900
_1900 | _1900
_1900 | _1900
_1900 | _1900
_1900 | _1900
_1900 | _1900
_1900 | _1900
_1900 | _1900
_1900 | _1900
_1900 | _1900
_1900 | _1900
_1900 | _1900
_1900 | _1900
_1900 | _1900
_1900 | _1900
_1900 | _1900
_1900 | _1900
_1900 | _1900
_1900 | _1900
_1900 | _1900
_1900 | _1900
_1900 | _1900
_1900 | _1900
_1900 | _1900
_1900 | _1900
_1900 | _1900
_1900 | _1900
_1900 | _1900
_1900 | _1900
_1900 | _1900
_1900 | _1900
_1900 | _1900
_1900 | _1900
_1900 | _1900
_1900 | _1900
_1900 | _1900
_1900 | _1900
_1900 | _1900
_1900 | _1900
_1900 | _1900
_1900 | _1900
_1900 | _1900
_1900 | _1900
_1900 | _1900
_1900 | _1900
_1900 | _1900
_1900 | _1900
_1900 | _1900
_1900 | _1900
_1900 | _1900
_1900 | _1900
_1900 | _1900
_1900 | _1900
_1900 | _1900
_1900 | _1900
_1900 | _1900
_1900 | _1900
_1900 | _1900
_1900 | _1900
_1900 | _1900
_1900 | _1900
_1900 | _1900
_1900 | _1900
_1900 | _1900
_1900 | _1900
_1900 | _1900
_1900 | _1900
_1900 | _1900
_1900 | _1900
_1900 | _1900
_1900 | _1900
_1900 | _1900
_1900 | _1900
_1900 | _1900
_1900 | _1900
_1900 | _1900
_1900 | _1900
_1900 | _1900
_1900 | _1900
_1900 | _1900
_1900 | _1900
_1900 | _1900
_1900 | _1900
_1900 | _1900
_1900 | _1900
_1900 | _1900
_1900 | _1900
_1900 | _1900
_1900 | _1900
_1900 | _1900
_1900 | _1900
_1900 | _1900
_1900 | _1900
_1900 | _1900
_1900 | _1900
_1900 | _1900
_1900 | _1900
_1900 | _1900
_1900 | _1900
_1900 | _1900
_1900 | _1900
_1900 | _1900
_1900 | _1900
_1900 | _1900
_1900 | _1900
_1900 | _1900
_1900 | _1900
_1900 | _1900
_1900 | _1900
_1900 | _1900
_1900 | _1900
_1900 | _1900
_1900 | _1900
_1900 | _1900
_1900 | _1900
_1900 | _1900
_1900 | _1900
_1900 | _1900
_1900 | _1900
_1900 | _1900
_1900 | _1900
_1900 | _1900
_1900 | _1900
_1900 | _1900
_1900 | _1900
_1900 | _1900
_1900 | _1900
_1900 | _1900
_1900 | _1900
_1900 | _1900
_1900 | _1900
_1900 | _1900
_1900 | _1900
_1900 | _1900
_1900 | _1900
_1900 | _1900
_1900 | _1900
_1900 | _1900
_1900 | _1900
_1900 | _1900
_1900 | _1900
_1900 | _1900
_1900 | _1900
_1900 | _1900
_1900 | _1900
_1900 | _1900
_1900 | _1900
_1900 | _1900
_1900 | _1900
_1900 | _1900
_1900 | _1900
_1900 | _1900
_1900 | _1900
_1900 | _1900
_1900 | _1900
_1900 | _1900
_1900 | _1900
_1900 | _1900
_1900 | _1900
_1900 | _1900
_1900 | _1900
_1900 | _1900
_1900 | _1900
_1900 | _1900
_1900 | _1900
_1900 | _1900
_1900 | _1900
_1900 | _1900
_1900 | _1900
_1900 | _1900
_1900 | _1900
_1900 | _1900
_1900 | _1900
_1900 | _1900
_1900 | _1900
_1900 | _1900
_1900 | _1900
_1900 | _1900
_1900 | _1900
_1900 | _1900
_1900 | _1900
_1900 | _1900
_1900 | _1900
_1900 | _1900
_1900 | _1900
_1900 | _1900
_1900 | _1900
_1900 | _1900
_1900 | _1900
_1900 | _1900
_1900 | _1900
_1900 | _1900
_1900 | _1900
_1900 | _1900
_1900 | _1900
_1900 | _1900
_1900 | _1900
_1900 | _1900
_1900 | _1900
_1900 | _1900
_1900 | _1900
_1900 | _1900
_1900 | _1900
_1900 | _1900
_1900 | _1900
_1900 | _1900
_1900 | _1900
_1900 | _1900
_1900 | _1900
_1900 | _1900
_1900 | _1900
_1900 | _1900
_1900 | _1900
_1900 | _1900
_1900 | _1900
_1900 | _1900
_1900 | _1900
_1900 | _1900
_1900 | _1900
_1900 | _1900
_1900 | _1900
_1900 | _1900
_1900 | _1900
_1900 | _1900
_1900 | _1900
_1900 | _1900
_1900 | _1900
_1900 | _1900
_1900 | _1900
_1900 | _1900
_1900 | _1900
_1900 | _1900
_1900 | _1900
_1900 | _1900
_1900 | _1900
_1900 | _1900
_1900 | _1900
_1900 | _1900
_1900 | _1900
_1900 | _1900
_1900 | _1900
_1900 | _1900
_1900 | _1900
_1900 | _1900
_1900 | _1900
_1900 | _1900
_1900 | _1900
_1900 | _1900
_1900 | _1900
_1900 | _1900
_1900 | _1900
_1900 | _1900
_1900 | _1900
_1900 | _1900
_1900 | _1900
_1900 | _1900
_1900 | _1900
_1900 | _1900
_1900 | _1900
_1900 | _1900
_1900 | _1900
_1900 | _1900
_1900 | _1900
_1900 | _1900
_1900 | _1900
_1900 | _1900
_1900 | _1900
_1900 | _1900
_1900 | _1900
_1900 | _1900
_1900 | _1900
_1900 | _1900
_1900 | _1900
_1900 | _1900
_1900 | _1900
_1900 | _1900
_1900 | _1900
_1900 | _1900
_1900 | _1900
_1900 | _1900
_1900 | _1900
_1900 | _1900
_1900 | _1900
_1900 | _1900
_1900 | _1900
_1900 | _1900
_1900 | _1900
_1900 | _1900
_1900 | _1900
_1900 | _1900
_1900 | _1900
_1900 | _1900
_1900 | _1900
_1900 | _1900
_1900 | _1900
_1900 | _1900
_1900 | _1900
_1900 | _1900
_1900 | _1900
_1900 | _1900
_1900 | _1900
_1900 | _1900
_1900 | _1900
_1900 | _1900
_1900 | _1900
_1900 | _1900
_1900 | _1900
_1900 | _1900
_1900 | _1900
_1900 | _1900
_1900 | _1900
_1900 | _1900
_1900 | _1900
_1900 | _1900
_1900 | _1900
_1900 | _1900
_1900 | _1900
_1900 | _1900
_1900 | _1900
_1900 | _1900
_1900 | _1900
_1900 | _1900
_1900 | _1900
_1900 | _1900
_1900 | _1900
_1900 | _1900
_1900 | _1900
_1900 | _1900
_1900 | _1900
_1900 | _1900
_1900 | _1900
_1900 | _1900
_1900 | _1900
_1900 | _1900
_1900 | _1900
_1900 | _1900
_1900 | _1900
_1900 | _1900
_1900 | _1900
_1900 | _1900
_1900 | _1900
_1900 | _1900
_1900 | _1900
_1900 | _1900
_1900 | _1900
_1900 | _1900
_1900 | _1900
_1900 | _1900
_1900 | _1900
_1900 | _1900
_1900 | _1900
_1900 | _1900
_1900 | _1900
_1900 | _1900
_1900 | _1900
_1900 | _1900
_1900 | _1900
_1900 | _1900
_1900 | _1900
_1900 | _1900
_1900 | _1900
_1900 | _1900
_1900 | _1900
_1900 | _1900
_1900 | _1900
_1900 | _1900
_1900 | _1900
_1900 | _1900
_1900 | _1900
_1900 | _1900
_1900 | _1900
_1900 | _1900
_1900 | _1900
_1900 | _1900
_1900 | _1900
_1900 | _1900
_1900 | _1900
_1900 | _1900
_1900 | _1900
_1900 | _1900
_1900 | _1900
_1900 | _1900
_1900 | _1900
_1900 | _1900
_1900 | _1900
_1900 | _1900
_1900 | _1900
_1900 | _1900
_1900 | _1900
_1900 | _1900
_1900 | _1900
_1900 | _1900
_1900 | _1900
_1900 | _1900
_1900 | _1900
_1900 | _1900
_1900 | _1900
_1900 | _1900
_1900 | _1900
_1900 | _1900
_1900 | _1900
_1900 | _1900
_1900 | _1900
_1900 | _1900
_1900 | _1900
_1900 | _1900
_1900 | _1900
_1900 | _1900
_1900 | _1900
_1900 | _1900
_1900 | _1900
_1900 | _1900
_1900 | _1900
_1900 | _1900
_1900 | _1900
_1900 | _1900
_1900 | _1900
_1900 | _1900
_1900 | _1900
_1900 | _1900
_1900 | _1900
_1900 | _1900
_1900 | _1900
_1900 | _1900
_1900 | _1900
_1900 | _1900
_1900 | _1900
_1900 | _1900
_1900 | _1900
_1900 | _1900
_1900 | _1900
_1900 | _1900
_1900 | _1900
_1900 | _1900
_1900 | _1900
_1900 | _1900
_1900 | _1900
_1900 | _1900
_1900 | _1900
_1900 | _1900
_1900 | _1900
_1900 | _1900
_1900 | _1900
_1900 | _1900
_1900 | _1900
_1900 | _1900
_1900 | _1900
_1900 | _1900
_1900 | _1900
_1900 | _1900
_1900 | _1900
_1900 | _1900
_1900 | _1900
_1900 | _1900
_1900 | _1900
_1900 | _1900
_1900 | _1900
_1900 | _1900
_1900 | _1900
_1900 | _1900
_1900 | _1900
_1900 | _1900
_1900 | _1900
_1900 | _1900
_1900 | _1900
_1900 | _1900
_1900 | _1900
_1900 | _1900
_1900 | _1900
_1900 | _1900
_1900 | _1900
_1900 | _1900
_1900 | _1900
_1900 | _1900
_1900 | _1900
_1900 | _1900
_1900 | _1900
_1900 | _1900
_1900 | _1900
_1900 | _1900
_1900 | _1900
_1900 | _1900
_1900 | _1900
_1900 | _1900
_1900 | _1900
_1900 | _1900
_1900 | _1900
_1900 | _1900
_1900 | _1900
_1900 | _1900
_1900 | _1900
_1900 | _1900
_1900 | _1900
_1900 | _1900
_1900 | _1900
_1900 | _1900
_1900 | _1900
_1900 | _1900
_1900 | _1900
_1900 | _1900
_1900 | _1900
_1900 | _1900
_1900 | _1900
_1900 | _1900
_1900 | _1900
_1900 | _1900
_1900 | _1900
_1900 | _1900
_1900 | _1900
_1900 | _1900
_1900 | _1900
_1900 | _1900
_1900 | _1900
_1900 | _1900
_1900 | _1900
_1900 | _1900
_1900 | _1900
_1900 | _1900
_1900 | _1900
_1900 | _1900
_1900 | _1900
_1900 | _1900
_1900 | _1900
_1900 | _1900
_1900 | _1900
_1900 | _1900
_1900 | _1900
_1900 | _1900
_1900 | _1900
_1900 | _1900
_1900 | _1900
_1900 | _1900
_1900 | _1900
_1900 | _1900
_1900 | _1900
_1900 | _1900
_1900 | _1900
_1900 | _1900
_1900 | _1900
_1900 | _1900
_1900 | _1900
_1900 | _1900
_1900 | _1900
_1900 | _1900
_1900 | _1900
_1900 | _1900
_1900 | _1900
_1900 | _1900
_1900 | _1900
_1900 | _1900
_1900 | _1900
_1900 | _1900
_1900 | _1900
_1900 | _1900
_1900 | _1900
_1900 | _1900
_1900 | _1900
_1900 | _1900
_1900 | _1900
_1900 | _1900
_1900 | _1900
_1900 | _1900
_1900 | _1900
_1900 | _1900
_1900 | _1900
_1900 | _1900
_1900 | _1900
_1900 | _1900
_1900 | _1900
_1900 | _1900
_1900 | _1900
_1900 | _1900
_1900 | _1900
_1900 | _1900
_1900 | _1900
_1900 | _1900
_1900 | _1900
_1900 | _1900
_1900 | _1900
_1900 | _1900
_1900 | _1900
_1900 | _1900
_1900 | _1900
_1900 | _1900
_1900 | _1900
_1900 | _1900
_1900 | _1900
_1900 | _1900
_1900 | _1900
_1900 | _1900
_1900 | _1900
_1900 | _1900
_1900 | _1900
_1900 | _1900
_1900 | _1900
_1900 | _1900
_1900 | _1900
_1900 | _1900
_1900 | _1900
_1900 | _1900
_1900 | _1900
_1900 | _1900
_1900 | _1900
_1900 | _1900
_1900 | _1900
_1900 | _1900
_1900 | _1900
_1900 | _1900
_1900 | _1900
_1900 | _1900
_1900 | _1900
_1900 | _1900
_1900 | _1900
_1900 | _1900
_1900 | _1900
_1900 | _1900
_1900 | _1900
_1900 | _1900
_1900 | _1900
_1900 | _1900
_1900 | _1900
_1900 | _1900
_1900 | _1900
_1900 | _1900
_1900 | _1900
_1900 | _1900
_1900 | _1900
_1900 | _1900
_1900 | _1900
_1900 | _1900
_1900 | _1900
_1900 | _1900
_1900 | _1900
_1900 | _1900
_1900 | _1900
_1900 | _1900
_1900 | _1900
_1900 | _1900
_1900 | _1900
_1900 | _1900
_1900 | _1900
_1900 | _1900
_1900 | _1900
_1900 | _1900
_1900 | _1900
_1900 | _1900
_1900 | _1900
_1900 | _1900
_1900 | _1900
_1900 | _1900
_1900 | _1900
_1900 | _1900
_1900 | _1900
_1900 | _1900
_1900 | _1900
_1900 | _1900
_1900 | _1900
_1900 | _1900
_1900 | _1900
_1900 | _1900
_1900 | _1900
_1900 | _1900
_1900 | _1900
_1900 | _1900
_1900 | _1900
_1900 | _1900
_1900 | _1900
_1900 | _1900
_1900 | _1900
_1900 | _1900
_1900 | _1900
_1900 | _1900
_1900 | _1900
_1900 | _1900
_1900 | _1900
_1900 | _1900
_1900 | _1900
_1900 | _1900
_1900 | _1900
_1900 | _1900
_1900 | _1900
_1900 | _1900
_1900 | _1900
_1900 | _1900
_1900 | _1900
_1900 | _1900
_1900 | _1900
_1900 | _1900
_1900 | _1900
_1900 | _1900
_1900 | _1900
_1900 | _1900
_1900 | _1900
_1900 | _1900
_1900 | _1900
_1900 | _1900
_1900 | _1900
_1900 | _1900
_1900 | _1900
_1900 | _1900
_1900 | _1900
_1900 | _1900
_1900 | _1900
_1900 | _1900
_1900 | _1900
_1900 | _1900
_1900 | _1900
_1900 | _1900
_1900 | _1900
_1900 | _1900
_1900 | _1900
_1900 | _1900
_1900 | _1900
_1900 | _1900
_1900 | _1900
_1900 | _1900
_1900 | _1900
_1900 | _1900
_1900 | _1900
_1900 | _1900
_1900 | _1900
_1900 | _1900
_1900 | _1900
_1900 | _1900
_1900 | _1900
_1900 | _1900
_1900 | _1900
_1900 | _1900
_1900 | _1900
_1900 | _1900
_1900 | _1900
_1900 | _1900
_1900 | _1900
_1900 | _1900
_1900 | _1900
_1900 | _1900
_1900 | _1900
_1900 | _1900
_1900 | _1900
_1900 | _1900
_1900 | _1900
_1900 | _1900
_1900 | _1900
_1900 | _1900
_1900 | _1900
_1900 | _1900
_1900 | _1900
_1900 | _1900
_1900 | _1900
_1900 | _1900
_1900 | _1900
_1900 | _1900
_1900 | _1900
_1900 | _1900
_1900 | _1900
_1900 | _1900
_1900 | _1900
_1900 | _1900
_1900 | _1900
_1900 | _1900
_1900 | _1900
_1900 | _1900
_1900 | _1900
_1900 | _1900
_1900 | _1900
_1900 | _1900
_1900 | _1900
_1900 | _1900
_1900 | _1900
_1900 | _1900
_1900 | _1900
_1900 | _1900
_1900 | _1900
_1900 | _1900
_1900 | _1900
_1900 | _1900
_1900 | _1900
_1900 | _1900
_1900 | _1900
_1900 | _1900
_1900 | _1900
_1900 | _1900
_1900 | _1900
_1900 | _1900
_1900 | _1900
_1900 | _1900
_1900 | _1900
_1900 | _1900
_1900 | _1900
_1900 | _1900
_1900 | _1900
_1900 | _1900
_1900 | _1900
_1900 | _1900
_1900 | _1900
_1900 | _1900
_1900 | _1900
_1900 | _1900
_1900 | _1900
_1900 | _1900
_1900 | _1900
_1900 | _1900
_1900 | _1900
_1900 | _1900
_1900 | _1900
_1900 | _1900
_1900 | _1900
_1900 | _1900
_1900 | _1900
_1900 | _1900
_1900 | _1900
_1900 | _1900
_1900 | _1900
_1900 | _1900
_1900 | _1900
_1900 | _1900
_1900 | _1900
_1900 | _1900
_1900 | _1900
_1900 | _1900
_1900 | _1900
_1900 | _1900
_1900 | _1900
_1900 | _1900
_1900 | _1900
_1900 | _1900
_1900 | _1900
_1900 | _1900
_1900 | _1900
_1900 | _1900
_1900 | _1900
_1900 | _1900
_1900 | _1900
_1900 | _1900
_1900 | _1900
_1900 | _1900
_1900 | _1900
_1900 | _1900
_1900 | _1900
_1900 | _1900
_1900 | _1900
_1900 | _1900
_1900 | _1900
_1900 | _1900
_1900 | _1900
_1900 | _1900
_1900 | _1900
_1900 | _1900
_1900 | _1900
_1900 | _1900
_1900 | _1900
_1900 | _1900
_1900 | _1900
_1900 | _1900
_1900 | _1900
_1900 | _1900
_1900 | _1900
_1900 | _1900
_1900 | _1900
_1900 | _1900
_1900 | _1900
_1900 | _1900
_1900 | _1900
_1900 | _1900
_1900 | _1900
_1900 | _1900
_1900 | _1900
_1900 | _1900
_1900 | _1900
_1900 | _1900
_1900 | _1900
_1900 | _1900
_1900 | _1900
_1900 | _1900
_1900 | _1900
_1900 | _1900
_1900 | _1900
_1900 | _1900
_1900 | _1900
_1900 | _1900
_1900 | _1900
_1900 | _1900
_1900 | _1900
_1900 | _1900
_1900 | _1900
_1900 | _1900
_1900 | _1900
_1900 | _1900
_1900 | _1900
_1900 | _1900
_1900 | _1900
_1900 | _1900
_1900 | _1900
_1900 | _1900
_1900 | _1900
_1900 | _1900
_1900 | _1900
_1900 | _1900
_1900 | _1900
_1900 | _1900
_1900 | _1900
_1900 | _1900
_1900 | _1900
_1900 | _1900
_1900 | _1900
_1900 | _1900
_1900 | _1900
_1900 | _1900
_1900 | _1900
_1900 | _1900
_1900 | _1900
_1900 | _1900
_1900 | _1900
_1900 | _1900
_1900 | _1900
_1900 | _1900
_1900 | _1900
_1900 | _1900
_1900 | _1900
_1900 | _1900
_1900 | _1900
_1900 | _1900
_1900 | _1900
_1900 | _1900
_1900 | _1900
_1900 | _1900
_1900 | _1900
_1900 | _1900
_1900 | _1900
_1900 | _1900
_1900 | _1900
_1900 | _1900
_1900 | _1900
_1900 | _1900
_1900 | _1900
_1900 | _1900
_1900 | _1900
_1900 | _1900
_1900 | _1900
_1900 | _1900
_1900 | _1900
_1900 | _1900
_1900 | _1900
_1900 | _1900
_1900 | _1900
_1900 | _1900
_1900 | _1900
_1900 | _1900
_1900 | _1900
_1900 | _1900
_1900 | _1900
_1900 | _1900
_1900 | _1900
_1900 | _1900
_1900 | _1900
_1900 | _1900
_1900 | _1900
_1900 | _1900
_1900 | _1900
_1900 | _1900
_1900 | _1900
_1900 | _1900
_1900 | _1900
_1900 | _1900
_1900 | _1900
_1900 | _1900
_1900 | _1900
_1900 | _1900
_1900 | _1900
_1900 | _1900
_1900 | _1900
_1900 | _1900
_1900 | _1900
_1900 | _1900
_1900 | _1900
_1900 | _1900
_1900 | _1900
_1900 | _1900
_1900 | _1900
_1900 | _1900
_1900 | _1900
_1900 | _1900
_1900 | _1900
_1900 | _1900
_1900 | _1900
_1900 | _1900
_1900 | _1900
_1900 | _1900
_1900 | _1900
_1900 | _1900
_1900 | _1900
_1900 | _1900
_1900 | _1900
_1900 | _1900
_1900 | _1900
_1900 | _1900
_1900 | _1900
_1900 | _1900
_1900 | _1900
_1900 | _1900
_1900 | _1900
_1900 | _1900
_1900 | _1900
_1900 | _1900
_1900 | _1900
_1900 | _1900
_1900 | _1900
_1900 | _1900
_1900 | _1900
_1900 | _1900
_1900 | _1900
_1900 | _1900
_1900 | _1900
_1900 | _1900
_1900 | _1900
_1900 | _1900
_1900 | _1900
_1900 | _1900
_1900 | _1900
_1900 | _1900
_1900 | _1900
_1900 | _1900
_1900 | _1900
_1900 | _1900
_1900 | _1900
_1900 | _1900
_1900 | _1900
_1900 | _1900
_1900 | _1900
_1900 | _1900
_1900 | _1900
_1900 | _1900
_1900 | _1900
_1900 | _1900
_1900 | _1900
_1900 | _1900
_1900 | _1900
_1900 | _1900
_1900 | _1900
_1900 | _1900
_1900 | _1900
_1900 | _1900
_1900 | _1900
_1900 | _1900
_1900 | _1900
_1900 | _1900
_1900 | _1900
_1900 | _1900
_1900 | _1900
_1900 | _1900
_1900 | _1900
_1900 | _1900
_1900 | _1900
_1900 | _1900
_1900 | _1900
_1900 | _1900
_1900 | _1900
_1900 | _1900
_1900 | _1900
_1900 | _1900
_1900 | _1900
_1900 | _1900
_1900 | _1900
_1900 | _1900
_1900 | _1900
_1900 | _1900
_1900 | _1900
_1900 | _1900
_1900 | _1900
_1900 | _1900
_1900 | _1900
_1900 | _1900
_1900 | _1900
_1900 | _1900
_1900 | _1900
_1900 | _1900
_1900 | _1900
_1900 | _1900
_1900 | _1900
_1900 | _1900
_1900 | _1900
_1900 | _1900
_1900 | _1900
_1900 | _1900
_1900 | _1900
_1900 | _1900
_1900 | _1900
_1900 | _1900
_1900 | _1900
_1900 | _1900
_1900 | _1900
_1900 | _1900
_1900 | _1900
_1900 | _1900
_1900 | _1900
_1900 | _1900
_1900 | _1900
_1900 | _1900
_1900 | _1900
_1900 | _1900
_1900 | _1900
_1900 | _1900
_1900 | _1900
_1900 | _1900
_1900 | _1900
_1900 | _1900
_1900 | _1900
_1900 | _1900
_1900 | _1900
_1900 | _1900
_1900 | _1900
_1900 | _1900
_1900 | _1900
_1900 | _1900
_1900 | _1900
_1900 | _1900
_1900 | _1900
_1900 | _1900
_1900 | _1900
_1900 | _1900
_1900 | _1900
_1900 | _1900
_1900 | _1900
_1900 | _1900
_1900 | _1900
_1900 | _1900
_1900 | _1900
_1900 | _1900
_1900 | _1900
_1900 | _1900
_1900 | _1900
_1900 | _1900
_1900 | _1900
_1900 | _1900
_1900 | _1900
_1900 | _1900
_1900 | _1900
_1900 | _1900
_1900 | _1900
_1900 | _1900
_1900 | _1900
_1900 | _1900
_1900 | _1900
_1900 | _1900
_1900 | _1900
_1900 | _1900
_1900 | _1900
_1900 | _1900
_1900 | _1900
_1900 | _1900
_1900 | _1900
_1900 | _1900
_1900 | _1900
_1900 | _1900
_1900 | _1900
_1900 | _1900
_1900 | _1900
_1900 | _1900
_1900 | _1900
_1900 | _1900
_1900 | _1900
_1900 | _1900
_1900 | _1900
_1900 | _1900
_1900 | _1900
_1900 | _1900
_1900 | _1900
_1900 | _1900
_1900 | _1900
_1900 | _1900
_1900 | _1900
_1900 | _1900
_1900 | _1900
_1900 | _1900
_1900 | _1900
_1900 | _1900
_1900 | _1900
_1900 | _1900
_1900 | _1900
_1900 | _1900
_1900 | _1900
_1900 | _1900
_1900 | _1900
_1900 | _1900
_1900 | _1900
_1900 | _1900
_1900 | _1900
_1900 | _1900
_1900 | _1900
_1900 | _1900
_1900 | _1900
_1900 | _1900
_1900 | _1900
_1900 | _1900
_1900 | _1900
_1900 | _1900
_1900 | _1900
_1900 | _1900
_1900 | _1900
_1900 | _1900
_1900 | _1900
_1900 | _1900
_1900 | _1900
_1900 | _1900
_1900 | _1900
_1900 | _1900
_1900 | _1900
_1900 | _1900
_1900 | _1900
_1900 | _1900
_1900 | _1900
_1900 | _1900
_1900 | _1900
_1900 | _1900
_1900 | _1900
_1900 | _1900
_1900 | _1900
_1900 | _1900
_1900 | _1900
_1900 | _1900
_1900 | _1900
_1900 | _1900
_1900 | _1900
_1900 | _1900
_1900 | _1900
_1900 | _1900
_1900 | _1900
_1900 | _1900
_1900 | _1900
_1900 | _1900
_1900 | _1900
_1900 | _1900
_1900 | _1900
_1900 | _1900
_1900 | _1900
_1900 | _1900
_1900 | _1900
_1900 | _1900
_1900 | _1900
_1900 | _1900
_1900 | _1900
_1900 | _1900
_1900 | _1900
_1900 | _1900
_1900 | _1900
_1900 | _1900
_1900 | _1900
_1900 | _1900
_1900 | _1900
_1900 | _1900
_1900 | _1900
_1900 | _1900
_1900 | _1900
_1900 | _1900
_1900 | _1900
_1900 | _1900
_1900 | _1900
_1900 | _1900
_1900 | _1900
_1900 | _1900
_1900 | _1900
_1900 | _1900
_1900 | _1900
_1900 | _1900
_1900 | _1900
_1900 | _1900
_1900 | _1900
_1900 | _1900
_1900 | _1900
_1900 | _1900
_1900 | _1900
_1900 | _1900
_1900 | _1900
_1900 | _1900
_1900 | _1900
_1900 | _1900
_1900 | _1900
_1900 | _1900
_1900 | _1900
_1900 | _1900
_1900 | _1900
_1900 | _1900
_1900 | _1900
_1900 | _1900
_1900 | _1900
_1900 | _1900
_1900 | _1900
_1900 | _1900
_1900 | _1900
_1900 | _1900
_1900 | _1900
_1900 | _1900
_1900 | _1900
_1900 | _1900
_1900 | _1900
_1900 | _1900
_1900 | _1900
_1900 | _1900
_1900 | _1900
_1900 | _1900
_1900 | _1900
_1900 | _1900
_1900 | _1900
_1900 | _1900
_1900 | _1900
_1900 | _1900
_1900 | _1900
_1900 | _1900
_1900 | _1900
_1900 | _1900
_1900 | _1900
_1900 | _1900
_1900 | _1900
_1900 | _1900
_1900 | _1900
_1900 | _1900
_1900 | _1900
_1900 | _1900
_1900 | _1900
_1900 | _1900
_1900 | _1900
_1900 | _1900
_1900 | _1900
_1900 | _1900
_1900 | _1900
_1900 | _1900
_1900 | _1900
_1900 | _1900
_1900 | _1900
_1900 | _1900
_1900 | _1900
_1900 | _1900
_1900 | _1900
_1900 | _1900
_1900 | _1900
_1900 | _1900
_1900 | _1900
_1900 | _1900
_1900 | _1900
_1900 | _1900
_1900 | _1900
_1900 | _1900
_1900 | _1900
_1900 | _1900
_1900 | _1900
_1900 | _1900
_1900 | _1900
_1900 | _1900
_1900 | _1900
_1900 | _1900
_1900 | _1900
_1900 | _1900
_1900 | _1900
_1900 | _1900
_1900 | _1900
_1900 | _1900
_1900 | _1900
_1900 | _1900
_1900 | _1900
_1900 | _1900
_1900 | _1900
_1900 | _1900
_1900 | _1900
_1900 | _1900
_1900 | _1900
_1900 | _1900
_1900 | _1900
_1900 | _1900
_1900 | _1900
_1900 | _1900
_1900 | _1900
_1900 | _1900
_1900 | _1900
_1900 | _1900
_1900 | _1900
_1900 | _1900
_1900 | _1900
_1900 | _1900
_1900 | _1900
_1900 | _1900
_1900 | _1900
_1900 | _1900
_1900 | _1900
_1900 | _1900
_1900 | _1900
_1900 | _1900
_1900 | _1900
_1900 | _1900
_1900 | _1900
_1900 | _1900
_1900 | _1900
_1900 | _1900
_1900 | _1900
_1900 | _1900
_1900 | _1900
_1900 | _1900
_1900 | _1900
_1900 | _1900
_1900 | _1900
_1900 | _1900
_1900 | _1900
_1900 | _1900
_1900 | _1900
_1900 | _1900
_1900 | _1900
_1900 | _1900
_1900 | _1900
_1900 | _1900
_1900 | _1900
_1900 | _1900
_1900 | _1900
_1900 | _1900
_1900 | _1900
_1900 | _1900
_1900 | _1900
_1900 | _1900
_1900 | _1900
_1900 | _1900
_1900 | _1900
_1900 | _1900
_1900 | _1900
_1900 | _1900
_1900 | _1900
_1900 | _1900
_1900 | _1900
_1900 | _1900
_1900 | _1900
_1900 | _1900
_1900 | _1900
_1900 | _1900
_1900 | _1900
_1900 | _1900
_1900 | _1900
_1900 | _1900
_1900 | _1900
_1900 | _1900
_1900 | _1900
_1900 | _1900
_1900 | _1900
_1900 | _1900
_1900 | _1900
_1900 | _1900
_1900 | _1900
_1900 | _1900
_1900 | _1900
_1900 | _1900
_1900 | _1900
_1900 | _1900
_1900 | _1900
_1900 | _1900
_1900 | _1900
_1900 | _1900
_1900 | _1900
_1900 | _1900
_1900 | _1900
_1900 | _1900
_1900 | _1900
_1900 | _1900
_1900 | _1900
_1900 | _1900
_1900 | _1900
_1900 | _1900
_1900 | _1900
_1900 | _1900
_1900 | _1900
_1900 | _1900
_1900 | _1900
_1900 | _1900
_1900 | _1900
_1900 | _1900
_1900 | _1900
_1900 | _1900
_1900 | _1900
_1900 | _1900
_1900 | _1900
_1900 | _1900
_1900 | _1900
_1900 | _1900
_1900 | _1900
_1900 | _1900
_1900 | _1900
_1900 | _1900
_1900 | _1900
_1900 | _1900
_1900 | _1900
_1900 | _1900
_1900 | _1900
_1900 | _1900
_1900 | _1900
_1900 | _1900
_1900 | _1900
_1900 | _1900
_1900 | _1900
_1900 | _1900
_1900 | _1900
_1900 | _1900
_1900 | _1900
_1900 | _1900
_1900 | _1900
_1900 | _1900
_1900 | _1900
_1900 | _1900
_1900 | _1900
_1900 | _1900
_1900 | _1900
_1900 | _1900
_1900 | _1900
_1900 | _1900
_1900 | _1900
_1900 | _1900
_1900 | _1900
_1900 | _1900
_1900 | _1900
_1900 | _1900
_1900 | _1900
_1900 | _1900
_1900 | _1900
_1900 | _1900
_1900 | _1900
_1900 | _1900
_1900 | _1900
_1900 | _1900
_1900 | _1900
_1900 | _1900
_1900 | _1900
_1900 | _1900
_1900 | _1900
_1900 | _1900
_1900 | _1900
_1900 | _1900
_1900 | _1900
_1900 | _1900
_1900 | _1900
_1900 | _1900
_1900 | _1900
_1900 | _1900
_1900 | _1900
_1900 | _1900
_1900 | _1900
_1900 | _1900
_1900 | _1900
_1900 | _1900
_1900 | _1900
_1900 | _1900
_1900 | _1900
_1900 | _1900
_1900 | _1900
_1900 | _1900
_1900 | _1900
_1900 | _1900
_1900 | _1900
_1900 | _1900
_1900 | _1900
_1900 | _1900
_1900 | _1900
_1900 | _1900
_1900 | _1900
_1900 | _1900
_1900 | _1900
_1900 | _1900
_1900 | _1900
_1900 | _1900
_1900 | _1900
_1900 | _1900
_1900 | _1900
_1900 | _1900
_1900 | _1900
_1900 | _1900
_1900 | _1900
_1900 | _1900
_1900 | _1900
_1900 | _1900
_1900 | _1900
_1900 | _1900
_1900 | _1900
_1900 | _1900
_1900 | _1900
_1900 | _1900
_1900 | _1900
_1900 | _1900
_1900 | _1900
_1900 | _1900
_1900 | _1900
_1900 | _1900
_1900 | _1900
_1900 | _1900
_1900 | _1900
_1900 | _1900
_1900 | _1900
_1900 | _1900
_1900 | _1900
_1900 | _1900
_1900 | _1900
_1900 | _1900
_1900 | _1900
_1900 | _1900
_1900 | _1900
_1900 | _1900
_1900 | _1900
_1900 | _1900
_1900 | _1900
_1900 | _1900
_1900 | _1900
_1900 | _1900
_1900 | _1900
_1900 | _1900
_1900 | _1900
_1900 | _1900
_1900 | _1900
_1900 | _1900
_1900 | _1900
_1900 | _1900
_1900 | _1900
_1900 | _1900
_1900 | _1900
_1900 | _1900
_1900 | _1900
_1900 | _1900
_1900 | _1900
_1900 | _1900
_1900 | _1900
_1900 | _1900
_1900 | _1900
_1900 | _1900
_1900 | _1900
_1900 | _1900
_1900 | _1900
_1900 | _1900
_1900 | _1900
_1900 | _1900
_1900 | _1900
_1900 | _1900
_1900 | _1900
_1900 | _1900
_1900 | _1900
_1900 | _1900
_1900 | _1900
_1900 | _1900
_1900 | _1900
_1900 | _1900
_1900 | _1900
_1900 | _1900
_1900 | _1900
_1900 | _1900
_1900 | _1900
_1900 | _1900
_1900 | _1900
_1900 | _1900
_1900 | _1900
_1900 | _1900
_1900 | _1900
_1900 | _1900
_1900 | _1900
_1900 | _1900
_1900 | _1900
_1900 | _1900
_1900 | _1900
_1900 | _1900
_1900 | _1900
_1900 | _1900
_1900 | _1900
_1900 | _1900
_1900 | _1900
_1900 | _1900
_1900 | _1900
_1900 | _1900
_1900 | _1900
_1900 | _1900
_1900 | _1900
_1900 | _1900
_1900 | _1900
_1900 | _1900
_1900 | _1900
_1900 | _1900
_1900 | _1900
_1900 | _1900
_1900 | _1900
_1900 | _1900
_1900 | _1900
_1900 | _1900
_1900 | _1900
_1900 | _1900
_1900 | _1900
_1900 | _1900
_1900 | _1900
_1900 | _1900
_1900 | _1900
_1900 | _1900
_1900 | _1900
_1900 | _1900
_1900 | _1900
_1900 | _1900
_1900 | _1900
_1900 | _1900
_1900 | _1900
_1900 | _1900
_1900 | _1900
_1900 | _1900
_1900 | _1900
_1900 | _1900
_1900 | _1900
_1900 | _1900
_1900 | _1900
_1900 | _1900
_1900 | _1900
_1900 | _1900
_1900 | _1900
_1900 | _1900
_1900 | _1900
_1900 | _1900
_1900 | _1900
_1900 | _1900
_1900 | _1900
_1900 | _1900
_1900 | _1900
_1900 | _1900
_1900 | _1900
_1900 | _1900
_1900 | _1900
_1900 | _1900
_1900 | _1900
_1900 | _1900
_1900 | _1900
_1900 | _1900
_1900 | _1900
_1900 | _1900
_1900 | _1900
_1900 | _1900
_1900 | _1900
_1900 | _1900
_1900 | _1900
_1900 | _1900
_1900 | _1900
_1900 | _1900
_1900 | _1900
_1900 | _1900
_1900 | _1900
_1900 | _1900
_1900 | _1900
_1900 | _1900
_1900 | _1900
_1900 | _1900
_1900 | _1900
_1900 | _1900
_1900 | _1900
_1900 | _1900
_1900 | _1900
_1900 | _1900
_1900 | _1900
_1900 | _1900
_1900 | _1900
_1900 | _1900
_1900 | _1900
_1900 | _1900
_1900 | _1900
_1900 | _1900
_1900 | _1900
_1900 | _1900
_1900 | _1900
_1900 | _1900
_1900 | _1900
_1900 | _1900
_1900 | _1900
_1900 | _1900
_1900 | _1900
_1900 | _1900
_1900 | _1900
_1900 | _1900
_1900 | _1900
_1900 | _1900
_1900 | _1900
_1900 | _1900
_1900 | _1900
_1900 | _1900
_1900 | _1900
_1900 | _1900
_1900 | _1900
_1900 | _1900
_1900 | _1900
_1900 | _1900
_1900 | _1900
_1900 | _1900
_1900 | _1900
_1900 | _1900
_1900 | _1900
_1900 | _1900
_1900 | _1900
_1900 | _1900
_1900 | _1900
_1900 | _1900
_1900 | _1900
_1900 | _1900
_1900 | _1900
_1900 | _1900
_1900 | _1900
_1900 | _1900
_1900 | _1900
_1900 | _1900
_1900 | _1900
_1900 | _1900
_1900 | _1900
_1900 | _1900
_1900 | _1900
_1900 | _1900
_1900 | _1900
_1900 | _1900
_1900 | _1900
_1900 | _1900
_1900 | _1900
_1900 | _1900
_1900 | _1900
_1900 | _1900
_1900 | _1900
_1900 | _1900
_1900 | _1900
_1900 | _1900
_1900 | _1900
_1900 | _1900
_1900 | _1900
_1900 | _1900
_1900 | _1900
_1900 | _1900
_1900 | _1900
_1900 | _1900
_1900 | _1900
_1900 | _1900
_1900 | _1900
_1900 | _1900
_1900 | _1900
_1900 | _1900
_1900 | _1900
_1900 | _1900
_1900 | _1900
_1900 | _1900
_1900 | _1900
_1900 | _1900
_1900 | _1900
_1900 | _1900
_1900 | _1900
_1900 | _1900
_1900 | _1900
_1900 | _1900
_1900 | _1900
_1900 | _1900
_1900 | _1900
_1900 | _1900
_1900 | _1900
_1900 | _1900
_1900 | _1900
_1900 | _1900
_1900 | _1900
_1900 | _1900
_1900 | _1900
_1900 | _1900
_1900 | _1900
_1900 | _1900
_1900 | _1900
_1900 | _1900
_1900 | _1900
_1900 | _1900
_1900 | _1900
_1900 | _1900
_1900 | _1900
_1900 | _1900
_1900 | _1900
_1900 | _1900
_1900 | _1900
_1900 | _1900
_1900 | _1900
_1900 | _1900
_1900 | _1900
_1900 | _1900
_1900 | _1900
_1900 | _1900
_1900 | _1900
_1900 | _1900
_1900 | _1900
_1900 | _1900
_1900 | _1900
_1900 | _1900
_1900 | _1900
_1900 | _1900
_1900 | _1900
_1900 | _1900
_1900 | _1900
_1900 | _1900
_1900 | _1900
_1900 | _1900
_1900 | _1900
_1900 | _1900
_1900 | _1900
_1900 | _1900
_1900 | _1900
_1900 | _1900
_1900 | _1900
_1900 | _1900
_1900 | _1900
_1900 | _1900
_1900 | _1900
_1900 | _1900
_1900 | _1900
_1900 | _1900
_1900 | _1900
_1900 | _1900
_1900 | _1900
_1900 | _1900
_1900 | _1900
_1900 | _1900
_1900 | _1900
_1900 | _1900
_1900 | _1900
_1900 | _1900
_1900 | _1900
_1900 | _1900
_1900 | _1900
_1900 | _1900
_1900 | _1900
_1900 | _1900
_1900 | _1900
_1900 | _1900
_1900 | _1900
_1900 | _1900
_1900 | _1900
_1900 | _1900
_1900 | _1900
_1900 | _1900
_1900 | _1900
_1900 | _1900
_1900 | _1900
_1900 | _1900
_1900 | _1900
_1900 | _1900
_1900 | _1900
_1900 | _1900
_1900 | _1900
_1900 | _1900
_1900 | _1900
_1900 | _1900
_1900 | _1900
_1900 | _1900
_1900 | _1900
_1900 | _1900
_1900 | _1900
_1900 | _1900
_1900 | _1900
_1900 | _1900
_1900 | _1900
_1900 | _1900
_1900 | _1900
_1900 | _1900
_1900 | _1900
_1900 | _1900
_1900 | _1900
_1900 | _1900
_1900 | _1900
_1900 | _1900
_1900 | _1900
_1900 | _1900
_1900 | _1900
_1900 | _1900
_1900 | _1900
_1900 | _1900
_1900 | _1900
_1900 | _1900
_1900 | _1900
_1900 | _1900
_1900 | _1900
_1900 | _1900
_1900 | _1900
_1900 | _1900
_1900 | _1900
_1900 | _1900
_1900 | _1900
_1900 | _1900
_1900 | _1900
_1900 | _1900
_1900 | _1900
_1900 | _1900
_1900 | _1900
_1900 | _1900
_1900 | _1900
_1900 | _1900
_1900 | _1900
_1900 | _1900
_1900 | _1900
_1900 | _1900
_1900 | _1900
_1900 | _1900
_1900 | _1900
_1900 | _1900
_1900 | _1900
_1900 | _1900
_1900 | _1900
_1900 | _1900
_1900 | _1900
_1900 | _1900
_1900 | _1900
_1900 | _1900
_1900 | _1900
_1900 | _1900
_1900 | _1900
_1900 | _1900
_1900 | _1900
_1900 | _1900
_1900 | _1900
_1900 | _1900
_1900 | _1900
_1900 | _1900
_1900 | _1900
_1900 | _1900
_1900 | _1900
_1900 | _1900
_1900 | _1900
_1900 | _1900
_1900 | _1900
_1900 | _1900
_1900 | _1900
_1900 | _1900
_1900 | _1900
_1900 | _1900
_1900 | _1900
_1900 | _1900
_1900 | _1900
_1900 | _1900
_1900 | _1900
_1900 | _1900
_1900 | _1900
_1900 | _1900
_1900 | _1900
_1900 | _1900
_1900 | _1900
_1900 | _1900
_1900 | _1900
_1900 | _1900
_1900 | _1900
_1900 | _1900
_1900 | _1900
_1900 | _1900
_1900 | _1900
_1900 | _1900
_1900 | _1900
_1900 | _1900
_1900 | _1900
_1900 | _1900
_1900 | _1900
_1900 | _1900
_1900 | _1900
_1900 | _1900
_1900 | _1900
_1900 | _1900
_1900 | _1900
_1900 | _1900
_1900 | _1900
_1900 | _1900
_1900 | _1900
_1900 | _1900
_1900 | _1900
_1900 | _1900
_1900 | _1900
_1900 | _1900
_1900 | _1900
_1900 | _1900
_1900 | _1900
_1900 | _1900
_1900 | _1900
_1900 | _1900
_1900 | _1900
_1900 | _1900
_1900 | _1900
_1900 | _1900
_1900 | _1900
_1900 | _1900
_1900 | _1900
_1900 | _1900
_1900 | _1900
_1900 | _1900
_1900 | _1900
_1900 | _1900
_1900 | _1900
_1900 | _1900
_1900 | _1900
_1900 | _1900
_1900 | _1900
_1900 | _1900
_1900 | _1900
_1900 | _1900
_1900 | _1900
_1900 | _1900
_1900 | _1900
_1900 | _1900
_1900 | _1900
_1900 | _1900
_1900 | _1900
_1900 | _1900
_1900 | _1900
_1900 | _1900
_1900 | _1900
_1900 | _1900
_1900 | _1900
_1900 | _1900
_1900 | _1900
_1900 | _1900
_1900 | _1900
_1900 | _1900
_1900 | _1900
_1900 | _1900
_1900 | _1900
_1900 | _1900
_1900 | _1900
_1900 | _1900
_1900 | _1900
_1900 | _1900
_1900 | _1900
_1900 | _1900
_1900 | _1900
_1900 | _1900
_1900 | _1900
_1900 | _1900
_1900 | _1900
_1900 | _1900
_1900 | _1900
_1900 | _1900
_1900 | _1900
_1900 | _1900
_1900 | _1900
_1900 | _1900
_1900 | _1900
_1900 | _1900
_1900 | _1900
_1900 | _1900
_1900 | _1900
_1900 | _1900
_1900 | _1900
_1900 | _1900
_1900 | _1900
_1900 | _1900
_1900 | _1900
_1900 | _1900
_1900 | _1900
_1900 | _1900
_1900 | _1900
_1900 | _1900
_1900 | _1900
_1900 | _1900
_1900 | _1900
_1900 | _1900
_1900 | _1900
_1900 | _1900
_1900 | _1900
_1900 | _1900
_1900 | _1900
_1900 | _1900
_1900 | _1900
_1900 | _1900
_1900 | _1900
_1900 | _1900
_1900 | _1900
_1900 | _1900
_1900 | _1900
_1900 | _1900
_1900 | _1900
_1900 | _1900
_1900 | _1900
_1900 | _1900
_1900 | _1900
_1900 | _1900
_1900 | _1900
_1900 | _1900
_1900 | _1900
_1900 | _1900
_1900 | _1900
_1900 | _1900
_1900 | _1900
_1900 | _1900
_1900 | _1900
_1900 | _1900
_1900 | _1900
_1900 | _1900
_1900 | _1900
_1900 | _1900
_1900 | _1900
_1900 | _1900
_1900 | _1900
_1900 | _1900
_1900 | _1900
_1900 | _1900
_1900 | _1900
_1900 | _1900
_1900 | _1900
_1900 | _1900
_1900 | _1900
_1900 | _1900
_1900 | _1900
_1900 | _1900
_1900 | _1900
_1900 | _1900
_1900 | _1900
_1900 | _1900
_1900 | _1900
_1900 | _1900
_1900 | _1900
_1900 | _1900
_1900 | _1900
_1900 | _1900
_1900 | _1900
_1900 | _1900
_1900 | _1900
_1900 | _1900
_1900 | _1900
_1900 | _1900
_1900 | _1900
_1900 | _1900
_1900 | _1900
_1900 | _1900
_1900 | _1900
_1900 | _1900
_1900 | _1900
_1900 | _1900
_1900 | _1900
_1900 | _1900
_1900 | _1900
_1900 | _1900
_1900 | _1900
_1900 | _1900
_1900 | _1900
_1900 | _1900
_1900 | _1900
_1900 | _1900
_1900 | _1900
_1900 | _1900
_1900 | _1900
_1900 | _1900
_1900 | _1900
_1900 | _1900
_1900 | _1900
_1900 | _1900
_1900 | _1900
_1900 | _1900
_1900 | _1900
_1900 | _1900
_1900 | _1900
_1900 | _1900
_1900 | _1900
_1900 | _1900
_1900 | _1900
_1900 | _1900
_1900 | _1900
_1900 | _1900
_1900 | _1900
_1900 | _1900
_1900 | _1900
_1900 | _1900
_1900 | _1900
_1900 | _1900
_1900 | _1900
_1900 | _1900
_1900 | _1900
_1900 | _1900
_1900 | _1900
_1900 | _1900
_1900 | _1900
_1900 | _1900
_1900 | _1900
_1900 | _1900
_1900 | _1900
_1900 | _1900
_1900 | _1900
_1900 | _1900
_1900 | _1900
_1900 | _1900
_1900 | _1900
_1900 | _1900
_1900 | _1900
_1900 | _1900
_1900 | _1900
_1900 | _1900
_1900 | _1900
_1900 | _1900
_1900 | _1900
_1900 | _1900
_1900 | _1900
_1900 | _1900
_1900 | _1900
_1900 | _1900
_1900 | _1900
_1900 | _1900
_1900 | _1900
_1900 | _1900
_1900 | _1900
_1900 | _1900
_1900 | _1900
_1900 | _1900
_1900 | _1900
_1900 | _1900
_1900 | _1900
_1900 | _1900
_1900 | _1900
_1900 | _1900
_1900 | _1900
_1900 | _1900
_1900 | _1900
_1900 | _1900
_1900 | _1900
_1900 | _1900
_1900 | _1900
_1900 | _1900
_1900 | _1900
_1900 | _1900
_1900 | _1900
_1900 | _1900
_1900 | _1900
_1900 | _1900
_1900 | _1900
_1900 | _1900
_1900 | _1900
_1900 | _1900
_1900 | _1900
_1900 | _1900
_1900 | _1900
_1900 | _1900
_1900 | _1900
_1900 | _1900
_1900 | _1900
_1900 | _1900
_1900 | _1900
_1900 | _1900
_1900 | _1900
_1900 | _1900
_1900 | _1900
_1900 | _1900
_1900 | _1900
_1900 | _1900
_1900 | _1900
_1900 | _1900
_1900 | _1900
_1900 | _1900
_1900 | _1900
_1900 | _1900
_1900 | _1900
_1900 | _1900
_1900 | _1900
_1900 | _1900
_1900 | _1900
_1900 | _1900
_1900 | _1900
_1900 | _1900
_1900 | _1900
_1900 | _1900
_1900 | _1900
_1900 | _1900
_1900 | _1900
_1900 | _1900
_1900 | _1900
_1900 | _1900
_1900 | _1900
_1900 | _1900
_1900 | _1900
_1900 | _1900
_1900 | _1900
_1900 | _1900
_1900 | _1900
_1900 | _1900
_1900 | _1900
_1900 | _1900
_1900 | _1900
_1900 | _1900
_1900 | _1900
_1900 | _1900
_1900 | _1900
_1900 | _1900
_1900 | _1900
_1900 | _1900
_1900 | _1900
_1900 | _1900
_1900 | _1900
_1900 | _1900
_1900 | _1900
_1900 | _1900
_1900 | _1900
_1900 | _1900
_1900 | _1900
_1900 | _1900
_1900 | _1900
_1900 | _1900
_1900 | _1900
_1900 | _1900
_1900 | _1900
_1900 | _1900
_1900 | _1900
_1900 | _1900
_1900 | _1900
_1900 | _1900
_1900 | _1900
_1900 | _1900
_1900 | _1900
_1900 | _1900
_1900 | _1900
_1900 | _1900
_1900 | _1900
_1900 | _1900
_1900 | _1900
_1900 | _1900
_1900 | _1900
_1900 | _1900
_1900 | _1900
_1900 | _1900
_1900 | _1900
_1900 | _1900
_1900 | _1900
_1900 | _1900
_1900 | _1900
_1900 | _1900
_1900 | _1900
_1900 | _1900
_1900 | _1900
_1900 | _1900
_1900 | _1900
_1900 | _1900
_1900 | _1900
_1900 | _1900
_1900 | _1900
_1900 | _1900
_1900 | _1900
_1900 | _1900
_1900 | _1900
_1900 | _1900
_1900 | _1900
_1900 | _1900
_1900 | _1900
_1900 | _1900
_1900 | _1900
_1900 | _1900
_1900 | _1900
_1900 | _1900
_1900 | _1900
_1900 | _1900
_1900 | _1900
_1900 | _1900
_1900 | _1900
_1900 | _1900
_1900 | _1900
_1900 | _1900
_1900 | _1900
_1900 | _1900
_1900 | _1900
_1900 | _1900
_1900 | _1900
_1900 | _1900
_1900 | _1900
_1900 | _1900
_1900 | _1900
_1900 | _1900
_1900 | _1900
_1900 | _1900
_1900 | _1900
_1900 | _1900
_1900 | _1900
_1900 | _1900
_1900 | _1900
_1900 | _1900
_1900 | _1900
_1900 | _1900
_1900 | _1900
_1900 | _1900
_1900 | _1900
_1900 | _1900
_1900 | _1900
_1900 | _1900
_1900 | _1900
_1900 | _1900
_1900 | _1900
_1900 | _1900
_1900 | _1900
_1900 | _1900
_1900 | _1900
_1900 | _1900
_1900 | _1900
_1900 | _1900
_1900 | _1900
_1900 | _1900
_1900 | _1900
_1900 | _1900
_1900 | _1900
_1900 | _1900
_1900 | _1900
_1900 | _1900
_1900 | _1900
_1900 | _1900
_1900 | _1900
_1900 | _1900
_1900 | _1900
_1900 | _1900
_1900 | _1900
_1900 | _1900
_1900 | _1900
_1900 | _1900
_1900 | _1900
_1900 | _1900
_1900 | _1900
_1900 | _1900
_1900 | _1900
_1900 | _1900
_1900 | _1900
_1900 | _1900
_1900 | _1900
_1900 | _1900
_1900 | _1900
_1900 | _1900
_1900 | _1900
_1900 | _1900
_1900 | _1900
_1900 | _1900
_1900 | _1900
_1900 | _1900
_1900 | _1900
_1900 | _1900
_1900 | _1900
_1900 | _1900
_1900 | _1900
_1900 | _1900
_1900 | _1900
_1900 | _1900
_1900 | _1900
_1900 | _1900
_1900 | _1900
_1900 | _1900
_1900 | _1900
_1900 | _1900
_1900 | _1900
_1900 | _1900
_1900 | _1900
_1900 | _1900
_1900 | _1900
_1900 | _1900
_1900 | _1900
_1900 | _1900
_1900 | _1900
_1900 | _1900
_1900 | _1900
_1900 | _1900
_1900 | _1900
_1900 | _1900
_1900 | _1900
_1900 | _1900
_1900 | _1900
_1900 | _1900
_1900 | _1900
_1900 | _1900
_1900 | _1900
_1900 | _1900
_1900 | _1900
_1900 | _1900
_1900 | _1900
_1900 | _1900
_1900 | _1900
_1900 | _1900
_1900 | _1900
_1900 | _1900
_1900 | _1900
_1900 | _1900
_1900 | _1900
_1900 | _1900
_1900 | _1900
_1900 | _1900
_1900 | _1900
_1900 | _1900
_1900 | _1900
_1900 | _1900
_1900 | _1900
_1900 | _1900
_1900 | _1900
_1900 | _1900
_1900 | _1900
_1900 | _1900
_1900 | _1900
_1900 | _1900
_1900 | _1900
_1900 | _1900
_1900 | _1900
_1900 | _1900
_1900 | _1900
_1900 | _1900
_1900 | _1900
_1900 | _1900
_1900 | _1900
_1900 | _1900
_1900 | _1900
_1900 | _1900
_1900 | _1900
_1900 | _1900
_1900 | _1900
_1900 | _1900
_1900 | _1900
_1900 | _1900
_1900 | _1900
_1900 | _1900
_1900 | _1900
_1900 | _1900
_1900 | _1900
_1900 | _1900
_1900 | _1900
_1900 | _1900
_1900 | _1900
_1900 | _1900
_1900 | _1900
_1900 | _1900
_1900 | _1900
_1900 | _1900
_1900 | _1900
_1900 | _1900
_1900 | _1900
_1900 | _1900
_1900 | _1900
_1900 | _1900
_1900 | _1900
_1900 | _1900
_1900 | _1900
_1900 | _1900
_1900 | _1900
_1900 | _1900
_1900 | _1900
_1900 | _1900
_1900 | _1900
_1900 | _1900
_1900 | _1900
_1900 | _1900
_1900 | _1900
_1900 | _1900
_1900 | _1900
_1900 | _1900
_1900 | _1900
_1900 | _1900
_1900 | _1900
_1900 | _1900
_1900 | _1900
_1900 | _1900
_1900 | _1900
_1900 | _1900
_1900 | _1900
_1900 | _1900
_1900 | _1900
_1900 | _1900
_1900 | _1900
_1900 | _1900
_1900 | _1900
_1900 | _1900
_1900 | _1900
_1900 | _1900
_1900 | _1900
_1900 | _1900
_1900 | _1900
_1900 | _1900
_1900 | _1900
_1900 | _1900
_1900 | _1900
_1900 | _1900
_1900 | _1900
_1900 | _1900
_1900 | _1900
_1900 | _1900
_1900 | _1900
_1900 | _1900
_1900 | _1900
_1900 | _1900
_1900 | _1900
_1900 | _1900
_1900 | _1900
_1900 | _1900
_1900 | _1900
_1900 | _1900
_1900 | _1900
_1900 | _1900
_1900 | _1900
_1900 | _1900
_1900 | _1900
_1900 | _1900
_1900 | _1900
_1900 | _1900
_1900 | _1900
_1900 | _1900
_1900 | _1900
_1900 | _1900
_1900 | _1900
_1900 | _1900
_1900 | _1900
_1900 | _1900
_1900 | _1900
_1900 | _1900
_1900 | _1900
_1900 | _1900
_1900 | _1900
_1900 | _1900
_1900 | _1900
_1900 | _1900
_1900 | _1900
_1900 | _1900
_1900 | _1900
_1900 | _1900
_1900 | _1900
_1900 | _1900
_1900 | _1900
_1900 | _1900
_1900 | _1900
_1900 | _1900
_1900 | _1900
_1900 | _1900
_1900 | _1900
_1900 | _1900
_1900 | _1900
_1900 | _1900
_1900 | _1900
_1900 | _1900
_1900 | _1900
_1900 | _1900
_1900 | _1900
_1900 | _1900
_1900 | _1900
_1900 | _1900
_1900 | _1900
_1900 | _1900
_1900 | _1900
_1900 | _1900
_1900 | _1900
_1900 | _1900
_1900 | _1900
_1900 | _1900
_1900 | _1900
_1900 | _1900
_1900 | _1900
_1900 | _1900
_1900 | _1900
_1900 | _1900
_1900 | _1900
_1900 | _1900
_1900 | _1900
_1900 | _1900
_1900 | _1900
_1900 | _1900
_1900 | _1900
_1900 | _1900
_1900 | _1900
_1900 | _1900
_1900 | _1900
_1900 | _1900
_1900 | _1900
_1900 | _1900
_1900 | _1900
_1900 | _1900
_1900 | _1900
_1900 | _1900
_1900 | _1900
_1900 | _1900
_1900 | _1900
_1900 | _1900
_1900 | _1900
_1900 | _1900
_1900 | _1900
_1900 | _1900
_1900 | _1900
_1900 | _1900
_1900 | _1900
_1900 | _1900
_1900 | _1900
_1900 | _1900
_1900 | _1900
_1900 | _1900
_1900 | _1900
_1900 | _1900
_1900 | _1900
_1900 | _1900
_1900 | _1900
_1900 | _1900
_1900 | _1900
_1900 | _1900
_1900 | _1900
_1900 | _1900
_1900 | _1900
_1900 | _1900
_1900 | _1900
_1900 | _1900
_1900 | _1900
_1900 | _1900
_1900 | _1900
_1900 | _1900
_1900 | _1900
_1900 | _1900
_1900 | _1900
_1900 | _1900
_1900 | _1900
_1900 | _1900
_1900 | _1900
_1900 | _1900
_1900 | _1900
_1900 | _1900
_1900 | _1900
_1900 | _1900
_1900 | _1900
_1900 | _1900
_1900 | _1900
_1900 | _1900
_1900 | _1900
_1900 | _1900
_1900 | _1900
_1900 | _1900
_1900 | _1900
_1900 | _1900
_1900 | _1900
_1900 | _1900
_1900 | _1900
_1900 | _1900
_1900 | _1900
_1900 | _1900
_1900 | _1900
_1900 | _1900
_1900 | _1900
_1900 | _1900
_1900 | _1900
_1900 | _1900
_1900 | _1900
_1900 | _1900
_1900 | _1900
_1900 | _1900
_1900 | _1900
_1900 | _1900
_1900 | _1900
_1900 | _1900
_1900 | _1900
_1900 | _1900
_1900 | _1900
_1900 | _1900
_1900 | _1900
_1900 | _1900
_1900 | _1900
_1900 | _1900
_1900 | _1900
_1900 | _1900
_1900 | _1900
_1900 | _1900
_1900 | _1900
_1900 | _1900
_1900 | _1900
_1900 | _1900
_1900 | _1900
_1900 | _1900
_1900 | _1900
_1900 | _1900
_1900 | _1900
_1900 | _1900
_1900 | _1900
_1900 | _1900
_1900 | _1900
_1900 | _1900
_1900 | _1900
_1900 | _1900
_1900 | _1900
_1900 | _1900
_1900 | _1900
_1900 | _1900
_1900 | _1900
_1900 | _1900
_1900 | _1900
_1900 | _1900
_1900 | _1900
_1900 | _1900
_1900 | _1900
_1900 | _1900
_1900 | _1900
_1900 | _1900
_1900 | _1900
_1900 | _1900
_1900 | _1900
_1900 | _1900
_1900 | _1900
_1900 | _1900
_1900 | _1900
_1900 | _1900
_1900 | _1900
_1900 | _1900
_1900 | _1900
_1900 | _1900
_1900 | _1900
_1900 | _1900
_1900 | _1900
_1900 | _1900
_1900 | _1900
_1900 | _1900
_1900 | _1900
_1900 | _1900
_1900 | _1900
_1900 | _1900
_1900 | _1900
_1900 | _1900
_1900 | _1900
_1900 | _1900
_1900 | _1900
_1900 | _1900
_1900 | _1900
_1900 | _1900
_1900 | _1900
_1900 | _1900
_1900 | _1900
_1900 | _1900
_1900 | _1900
_1900 | _1900
_1900 | _1900
_1900 | _1900
_1900 | _1900
_1900 | _1900
_1900 | _1900
_1900 | _1900
_1900 | _1900
_1900 | _1900
_1900 | _1900
_1900 | _1900
_1900 | _1900
_1900 | _1900
_1900 | _1900
_1900 | _1900
_1900 | _1900
_1900 | _1900
_1900 | _1900
_1900 | _1900
_1900 | _1900
_1900 | _1900
_1900 | _1900
_1900 | _1900
_1900 | _1900
_1900 | _1900
_1900 | _1900
_1900 | _1900
_1900 | _1900
_1900 | _1900
_1900 | _1900
_1900 | _1900
_1900 | _1900
_1900 | _1900
_1900 | _1900
_1900 | _1900
_1900 | _1900
_1900 | _1900
_1900 | _1900
_1900 | _1900
_1900 | _1900
_1900 | _1900
_1900 | _1900
_1900 | _1900
_1900 | _1900
_1900 | _1900
_1900 | _1900
_1900 | _1900
_1900 | _1900
_1900 | _1900
_1900 | _1900
_1900 | _1900
_1900 | _1900
_1900 | _1900
_1900 | _1900
_1900 | _1900
_1900 | _1900
_1900 | _1900
_1900 | _1900
_1900 | _1900
_1900 | _1900
_1900 | _1900
_1900 | _1900
_1900 | _1900
_1900 | _1900
_1900 | _1900
_1900 | _1900
_1900 | _1900
_1900 | _1900
_1900 | _1900
_1900 | _1900
_1900 | _1900
_1900 | _1900
_1900 | _1900
_1900 | _1900
_1900 | _1900
_1900 | _1900
_1900 | _1900
_1900 | _1900
_1900 | _1900
_1900 | _1900
_1900 | _1900
_1900 | _1900
_1900 | _1900
_1900 | _1900
_1900 | _1900
_1900 | _1900
_1900 | _1900
_1900 | _1900
_1900 | _1900
_1900 | _1900
_1900 | _1900
_1900 | _1900
_1900 | _1900
_1900 | _1900
_1900 | _1900
_1900 | _1900
_1900 | _1900
_1900 | _1900
_1900 | _1900
_1900 | _1900
_1900 | _1900
_1900 | _1900
_1900 | _1900
_1900 | _1900
_1900 | _1900
_1900 | _1900
_1900 | _1900
_1900 | _1900
_1900 | _1900
_1900 | _1900
_1900 | _1900
_1900 | _1900
_1900 | _1900
_1900 | _1900
_1900 | _1900
_1900 | _1900
_1900 | _1900
_1900 | _1900
_1900 | _1900
_1900 | _1900
_1900 | _1900
_1900 | _1900
_1900 | _1900
_1900 | _1900
_1900 | _1900
_1900 | _1900
_1900 | _1900
_1900 | _1900
_1900 | _1900
_1900 | _1900
_1900 | _1900
_1900 | _1900
_1900 | _1900
_1900 | _1900
_1900 | _1900
_1900 | _1900
_1900 | _1900
_1900 | _1900
_1900 | _1900
_1900 | _1900
_1900 | _1900
_1900 | _1900
_1900 | _1900
_1900 | _1900
_1900 | _1900
_1900 | _1900
_1900 | _1900
_1900 | _1900
_1900 | _1900
_1900 | _1900
_1900 | _1900
_1900 | _1900
_1900 | _1900
_1900 | _1900
_1900 | _1900
_1900 | _1900
_1900 | _1900
_1900 | _1900
_1900 | _1900
_1900 | _1900
_1900 | _1900
_1900 | _1900
_1900 | _1900
_1900 | _1900
_1900 | _1900
_1900 | _1900
_1900 | _1900
_1900 | _1900
_1900 | _1900
_1900 | _1900
_1900 | _1900
_1900 | _1900
_1900 | _1900
_1900 | _1900
_1900 | _1900
_1900 | _1900
_1900 | _1900
_1900 | _1900
_1900 | _1900
_1900 | _1900
_1900 | _1900
_1900 | _1900
_1900 | _1900
_1900 | _1900
_1900 | _1900
_1900 | _1900
_1900 | _1900
_1900 | _1900
_1900 | _1900
_1900 | _1900
_1900 | _1900
_1900 | _1900
_1900 | _1900
_1900 | _1900
_1900 | _1900
_1900 | _1900
_1900 | _1900
_1900 | _1900
_1900 | _1900
_1900 | _1900
_1900 | _1900
_1900 | _1900
_1900 | _1900
_1900 | _1900
_1900 | _1900
_1900 | _1900
_1900 | _1900
_1900 | _1900
_1900 | _1900
_1900 | _1900
_1900 | _1900
_1900 | _1900
_1900 | _1900
_1900 | _1900
_1900 | _1900
_1900 | _1900
_1900 | _1900
_1900 | _1900
_1900 | _1900
_1900 | _1900
_1900 | _1900
_1900 | _1900
_1900 | _1900
_1900 | _1900
_1900 | _1900
_1900 | _1900
_1900 | _1900
_1900 | _1900
_1900 | _1900
_1900 | _1900
_1900 | _1900
_1900 | _1900
_1900 | _1900
_1900 | _1900
_1900 | _1900
_1900 | _1900
_1900 | _1900
_1900 | _1900
_1900 | _1900
_1900 | _1900
_1900 | _1900
_1900 | _1900
_1900 | _1900
_1900 | _1900
_1900 | _1900
_1900 | _1900
_1900 | _1900
_1900 | _1900
_1900 | _1900
_1900 | _1900
_1900 | _1900
_1900 | _1900
_1900 | _1900
_1900 | _1900
_1900 | _1900
_1900 | _1900
_1900 | _1900
_1900 | _1900
_1900 | _1900
_1900 | _1900
_1900 | _1900
_1900 | _1900
_1900 | _1900
_1900 | _1900
_1900 | _1900
_1900 | _1900
_1900 | _1900
_1900 | _1900
_1900 | _1900
_1900 | _1900
_1900 | _1900
_1900 | _1900
_1900 | _1900
_1900 | _1900
_1900 | _1900
_1900 | _1900
_1900 | _1900
_1900 | _1900
_1900 | _1900
_1900 | _1900
_1900 | _1900
_1900 | _1900
_1900 | _1900
_1900 | _1900
_1900 | _1900
_1900 | _1900
_1900 | _1900
_1900 | _1900
_1900 | _1900
_1900 | _1900
_1900 | _1900
_1900 | _1900
_1900 | _1900
_1900 | _1900
_1900 | _1900
_1900 | _1900
_1900 | _1900
_1900 | _1900
_1900 | _1900
_1900 | _1900
_1900 | _1900
_1900 | _1900
_1900 | _1900
_1900 | _1900
_1900 | _1900
_1900 | _1900
_1900 | _1900
_1900 | _1900
_1900 | _1900
_1900 | _1900
_1900 | _1900
_1900 | _1900
_1900 | _1900
_1900 | _1900
_1900 | _1900
_1900 | _1900
_1900 | _1900
_1900 | _1900
_1900 | _1900
_1900 | _1900
_1900 | _1900
_1900 | _1900
_1900 | _1900
_1900 | _1900
_1900 | _1900
_1900 | _1900
_1900 | _1900
_1900 | _1900
_1900 | _1900
_1900 | _1900
_1900 | _1900
_1900 | _1900
_1900 | _1900
_1900 | _1900
_1900 | _1900
_1900 | _1900
_1900 | _1900
_1900 | _1900
_1900 | _1900
_1900 | _1900
_1900 | _1900
_1900 | _1900
_1900 | _1900
_1900 | _1900
_1900 | _1900
_1900 | _1900
_1900 | _1900
_1900 | _1900
_1900 | _1900
_1900 | _1900
_1900 | _1900
_1900 | _1900
_1900 | _1900
_1900 | _1900
_1900 | _1900
_1900 | _1900
_1900 | _1900
_1900 | _1900
_1900 | _1900
_1900 | _1900
_1900 | _1900
_1900 | _1900
_1900 | _1900
_1900 | _1900
_1900 | _1900
_1900 | _1900
_1900 | _1900
_1900 | _1900
_1900 | _1900
_1900 | _1900
_1900 | _1900
_1900 | _1900
_1900 | _1900
_1900 | _1900
_1900 | _1900
_1900 | _1900
_1900 | _1900
_1900 | _1900
_1900 | _1900
_1900 | _1900
_1900 | _1900
_1900 | _1900
_1900 | _1900
_1900 | _1900
_1900 | _1900
_1900 | _1900
_1900 | _1900
_1900 | _1900
_1900 | _1900
_1900 | _1900
_1900 | _1900
_1900 | _1900
_1900 | _1900
_1900 | _1900
_1900 | _1900
_1900 | _1900
_1900 | _1900
_1900 | _1900
_1900 | _1900
_1900 | _1900
_1900 | _1900
_1900 | _1900
_1900 | _1900
_1900 | _1900
_1900 | _1900
_1900 | _1900
_1900 | _1900
_1900 | _1900
_1900 | _1900
_1900 | _1900
_1900 | _1900
_1900 | _1900
_1900 | _1900
_1900 | _1900
_1900 | _1900
_1900 | _1900
_1900 | _1900
_1900 | _1900
_1900 | _1900
_1900 | _1900
_1900 | _1900
_1900 | _1900
_1900 | _1900
_1900 | _1900
_1900 | _1900
_1900 | _1900
_1900 | _1900
_1900 | _1900
_1900 | _1900
_1900 | _1900
_1900 | _1900
_1900 | _1900
_1900 | _1900
_1900 | _1900
_1900 | _1900
_1900 | _1900
_1900 | _1900
_1900 | _1900
_1900 | _1900
_1900 | _1900
_1900 | _1900
_1900 | _1900
_1900 | _1900
_1900 | _1900
_1900 | _1900
_1900 | _1900
_1900 | _1900
_1900 | _1900
_1900 | _1900
_1900 | _1900
_1900 | _1900
_1900 | _1900
_1900 | _1900
_1900 | _1900
_1900 | _1900
_1900 | _1900
_1900 | _1900
_1900 | _1900
_1900 | _1900
_1900 | _1900
_1900 | _1900
_1900 | _1900
_1900 | _1900
_1900 | _1900
_1900 | _1900
_1900 | _1900
_1900 | _1900
_1900 | _1900
_1900 | _1900
_1900 | _1900
_1900 | _1900
_1900 | _1900
_1900 | _1900
_1900 | _1900
_1900 | _1900
_1900 | _1900
_1900 | _1900
_1900 | _1900
_1900 | _1900
_1900 | _1900
_1900 | _1900
_1900 | _1900
_1900 | _1900
_1900 | _1900
_1900 | _1900
_1900 | _1900
_1900 | _1900
_1900 | _1900
_1900 | _1900
_1900 | _1900
_1900 | _1900
_1900 | _1900
_1900 | _1900
_1900 | _1900
_1900 | _1900
_1900 | _1900
_1900 | _1900
_1900 | _1900
_1900 | _1900
_1900 | _1900
_1900 | _1900
_1900 | _1900
_1900 | _1900
_1900 | _1900
_1900 | _1900
_1900 | _1900
_1900 | _1900
_1900 | _1900
_1900 | _1900
_1900 | _1900
_1900 | _1900
_1900 | _1900
_1900 | _1900
_1900 | _1900
_1900 | _1900
_1900 | _1900
_1900 | _1900
_1900 | _1900
_1900 | _1900
_1900 | _1900
_1900 | _1900
_1900 | _1900
_1900 | _1900
_1900 | _1900
_1900 | _1900
_1900 | _1900
_1900 | _1900
_1900 | _1900
_1900 | _1900
_1900 | _1900
_1900 | _1900
_1900 | _1900
_1900 | _1900
_1900 | _1900
_1900 | _1900
_1900 | _1900
_1900 | _1900
_1900 | _1900
_1900 | _1900
_1900 | _1900
_1900 | _1900
_1900 | _1900
_1900 | _1900
_1900 | _1900
_1900 | _1900
_1900 | _1900
_1900 | _1900
_1900 | _1900
_1900 | _1900
_1900 | _1900
_1900 | _1900
_1900 | _1900
_1900 | _1900
_1900 | _1900
_1900 | _1900
_1900 | _1900
_1900 | _1900
_1900 | _1900
_1900 | _1900
_1900 | _1900
_1900 | _1900
_1900 | _1900
_1900 | _1900
_1900 | _1900
_1900 | _1900
_1900 | _1900
_1900 | _1900
_1900 | _1900
_1900 | _1900
_1900 | _1900
_1900 | _1900
_1900 | _1900
_1900 | _1900
_1900 | _1900
_1900 | _1900
_1900 | _1900
_1900 | _1900
_1900 | _1900
_1900 | _1900
_1900 | _1900
_1900 | _1900
_1900 | _1900
_1900 | _1900
_1900 | _1900
_1900 | _1900
_1900 | _1900
_1900 | _1900
_1900 | _1900
_1900 | _1900
_1900 | _1900
_1900 | _1900
_1900 | _1900
_1900 | _1900
_1900 | _1900
_1900 | _1900
_1900 | _1900
_1900 | _1900
_1900 | _1900
_1900 | _1900
_1900 | _1900
_1900 | _1900
_1900 | _1900
_1900 | _1900
_1900 | _1900
_1900 | _1900
_1900 | _1900
_1900 | _1900
_1900 | _1900
_1900 | _1900
_1900 | _1900
_1900 | _1900
_1900 | _1900
_1900 | _1900
_1900 | _1900
_1900 | _1900
_1900 | _1900
_1900 | _1900
_1900 | _1900
_1900 | _1900
_1900 | _1900
_1900 | _1900
_1900 | _1900
_1900 | _1900
_1900 | _1900
_1900 | _1900
_1900 | _1900
_1900 | _1900
_1900 | _1900
_1900 | _1900
_1900 | _1900
_1900 | _1900
_1900 | _1900
_1900 | _1900
_1900 | _1900
_1900 | _1900
_1900 | _1900
_1900 | _1900
_1900 | _1900
_1900 | _1900
_1900 | _1900
_1900 | _1900
_1900 | _1900
_1900 | _1900
_1900 | _1900
_1900 | _1900
_1900 | _1900
_1900 | _1900
_1900 | _1900
_1900 | _1900
_1900 | _1900
_1900 | _1900
_1900 | _1900
_1900 | _1900
_1900 | _1900
_1900 | _1900
_1900 | _1900
_1900 | _1900
_1900 | _1900
_1900 | _1900
_1900 | _1900
_1900 | _1900
_1900 | _1900
_1900 | _1900
_1900 | _1900
_1900 | _1900
_1900 | _1900
_1900 | _1900
_1900 | _1900
_1900 | _1900
_1900 | _1900
_1900 | _1900
_1900 | _1900
_1900 | _1900
_1900 | _1900
_1900 | _1900
_1900 | _1900
_1900 | _1900
_1900 | _1900
_1900 | _1900
_1900 | _1900
_1900 | _1900
_1900 | _1900
_1900 | _1900
_1900 | _1900
_1900 | _1900
_1900 | _1900
_1900 | _1900
_1900 | _1900
_1900 | _1900
_1900 | _1900
_1900 | _1900
_1900 | _1900
_1900 | _1900
_1900 | _1900
_1900 | _1900
_1900 | _1900
_1900 | _1900
_1900 | _1900
_1900 | _1900
_1900 | _1900
_1900 | _1900
_1900 | _1900
_1900 | _1900
_1900 | _1900
_1900 | _1900
_1900 | _1900
_1900 | _1900
_1900 | _1900
_1900 | _1900
_1900 | _1900
_1900 | _1900
_1900 | _1900
_1900 | _1900
_1900 | _1900
_1900 | _1900
_1900 | _1900
_1900 | _1900
_1900 | _1900
_1900 | _1900
_1900 | _1900
_1900 | _1900
_1900 | _1900
_1900 | _1900
_1900 | _1900
_1900 | _1900
_1900 | _1900
_1900 | _1900
_1900 | _1900
_1900 | _1900
_1900 | _1900
_1900 | _1900
_1900 | _1900
_1900 | _1900
_1900 | _1900
_1900 | _1900
_1900 | _1900
_1900 | _1900
_1900 | _1900
_1900 | _1900
_1900 | _1900
_1900 | _1900
_1900 | _1900
_1900 | _1900
_1900 | _1900
_1900 | _1900
_1900 | _1900
_1900 | _1900
_1900 | _1900
_1900 | _1900
_1900 | _1900
_1900 | _1900
_1900 | _1900
_1900 | _1900
_1900 | _1900
_1900 | _1900
_1900 | _1900
_1900 | _1900
_1900 | _1900
_1900 | _1900
_1900 | _1900
_1900 | _1900
_1900 | _1900
_1900 | _1900
_1900 | _1900
_1900 | _1900
_1900 | _1900
_1900 | _1900
_1900 | _1900
_1900 | _1900
_1900 | _1900
_1900 | _1900
_1900 | _1900
_1900 | _1900
_1900 | _1900
_1900 | _1900
_1900 | _1900
_1900 | _1900
_1900 | _1900
_1900 | _1900
_1900 | _1900
_1900 | _1900
_1900 | _1900
_1900 | _1900
_1900 | _1900
_1900 | _1900
_1900 | _1900
_1900 | _1900
_1900 | _1900
_1900 | _1900
_1900 | _1900
_1900 | _1900
_1900 | _1900
_1900 | _1900
_1900 | _1900
_1900 | _1900
_1900 | _1900
_1900 | _1900
_1900 | _1900
_1900 | _1900
_1900 | _1900
_1900 | _1900
_1900 | _1900
_1900 | _1900
_1900 | _1900
_1900 | _1900
_1900 | _1900
_1900 | _1900
_1900 | _1900
_1900 | _1900
_1900 | _1900
_1900 | _1900
_1900 | _1900
_1900 | _1900
_1900 | _1900
_1900 | _1900
_1900 | _1900
_1900 | _1900
_1900 | _1900
_1900 | _1900
_1900 | _1900
_1900 | _1900
_1900 | _1900
_1900 | _1900
_1900 | _1900
_1900 | _1900
_1900 | _1900
_1900 | _1900
_1900 | _1900
_1900 | _1900
_1900 | _1900
_1900 | _1900
_1900 | _1900
_1900 | _1900
_1900 | _1900
_1900 | _1900
_1900 | _1900
_1900 | _1900
_1900 | _1900
_1900 | _1900
_1900 | _1900
_1900 | _1900
_1900 | _1900
_1900 | _1900
_1900 | _1900
_1900 | _1900
_1900 | _1900
_1900 | _1900
_1900 | _1900
_1900 | _1900
_1900 | _1900
_1900 | _1900
_1900 | _1900
_1900 | _1900
_1900 | _1900
_1900 | _1900
_1900 | _1900
_1900 | _1900
_1900 | _1900
_1900 | _1900
_1900 | _1900
_1900 | _1900
_1900 | _1900
_1900 | _1900
_1900 | _1900
_1900 | _1900
_1900 | _1900
_1900 | _1900
_1900 | _1900
_1900 | _1900
_1900 | _1900
_1900 | _1900
_1900 | _1900
_1900 | _1900
_1900 | _1900
_1900 | _1900
_1900 | _1900
_1900 | _1900
_1900 | _1900
_1900 | _1900
_1900 | _1900
_1900 | _1900
_1900 | _1900
_1900 | _1900
_1900 | _1900
_1900 | _1900
_1900 | _1900
_1900 | _1900
_1900 | _1900
_1900 | _1900
_1900 | _1900
_1900 | _1900
_1900 | _1900
_1900 | _1900
_1900 | _1900
_1900 | _1900
_1900 | _1900
_1900 | _1900
_1900 | _1900
_1900 | _1900
_1900 | _1900
_1900 | _1900
_1900 | _1900
_1900 | _1900
_1900 | _1900
_1900 | _1900
_1900 | _1900
_1900 | _1900
_1900 | _1900
_1900 | _1900
_1900 | _1900
_1900 | _1900
_1900 | _1900
_1900 | _1900
_1900 | _1900
_1900 | _1900
_1900 | _1900
_1900 | _1900
_1900 | _1900
_1900 | _1900
_1900 | _1900
_1900 | _1900
_1900 | _1900
_1900 | _1900
_1900 | _1900
_1900 | _1900
_1900 | _1900
_1900 | _1900
_1900 | _1900
_1900 | _1900
_1900 | _1900
_1900 | _1900
_1900 | _1900
_1900 | _1900
_1900 | _1900
_1900 | _1900
_1900 | _1900
_1900 | _1900
_1900 | _1900
_1900 | _1900
_1900 | _1900
_1900 | _1900
_1900 | _1900
_1900 | _1900
_1900 | _1900
_1900 | _1900
_1900 | _1900
_1900 | _1900
_1900 | _1900
_1900 | _1900
_1900 | _1900
_1900 | _1900
_1900 | _1900
_1900 | _1900
_1900 | _1900
_1900 | _1900
_1900 | _1900
_1900 | _1900
_1900 | _1900
_1900 | _1900
_1900 | _1900
_1900 | _1900
_1900 | _1900
_1900 | _1900
_1900 | _1900
_1900 | _1900
_1900 | _1900
_1900 | _1900
_1900 | _1900
_1900 | _1900
_1900 | _1900
_1900 | _1900
_1900 | _1900
_1900 | _1900
_1900 | _1900
_1900 | _1900
_1900 | _1900
_1900 | _1900
_1900 | _1900
_1900 | _1900
_1900 | _1900
_1900 | _1900
_1900 | _1900
_1900 | _1900
_1900 | _1900
_1900 | _1900
_1900 | _1900
_1900 | _1900
_1900 | _1900
_1900 | _1900
_1900 | _1900
_1900 | _1900
_1900 | _1900
_1900 | _1900
_1900 | _1900
_1900 | _1900
_1900 | _1900
_1900 | _1900
_1900 | _1900
_1900 | _1900
_1900 | _1900
_1900 | _1900
_1900 | _1900
_1900 | _1900
_1900 | _1900
_1900 | _1900
_1900 | _1900
_1900 | _1900
_1900 | _1900
_1900 | _1900
_1900 | _1900
_1900 | _1900
_1900 | _1900
_1900 | _1900
_1900 | _1900
_1900 | _1900
_1900 | _1900
_1900 | _1900
_1900 | _1900
_1900 | _1900
_1900 | _1900
_1900 | _1900
_1900 | _1900
_1900 | _1900
_1900 | _1900
_1900 | _1900
_1900 | _1900
_1900 | _1900
_1900 | _1900
_1900 | _1900
_1900 | _1900
_1900 | _1900
_1900 | _1900
_1900 | _1900
_1900 | _1900
_1900 | _1900
_1900 | _1900
_1900 | _1900
_1900 | _1900
_1900 | _1900
_1900 | _1900
_1900 | _1900
_1900 | _1900
_1900 | _1900
_1900 | _1900
_1900 | _1900
_1900 | _1900
_1900 | _1900
_1900 | _1900
_1900 | _1900
_1900 | _1900
_1900 | _1900
_1900 | _1900
_1900 | _1900
_1900 | _1900
_1900 | _1900
_1900 | _1900
_1900 | _1900
_1900 | _1900
_1900 | _1900
_1900 | _1900
_1900 | _1900
_1900 | _1900
_1900 | _1900
_1900 | _1900
_1900 | _1900
_1900 | _1900
_1900 | _1900
_1900 | _1900
_1900 | _1900
_1900 | _1900
_1900 | _1900
_1900 | _1900
_1900 | _1900
_1900 | _1900
_1900 | _1900
_1900 | _1900
_1900 | _1900
_1900 | _1900
_1900 | _1900
_1900 | _1900
_1900 | _1900
_1900 | _1900
_1900 | _1900
_1900 | _1900
_1900 | _1900
_1900 | _1900
_1900 | _1900
_1900 | _1900
_1900 | _1900
_1900 | _1900
_1900 | _1900
_1900 | _1900
_1900 | _1900
_1900 | _1900
_1900 | _1900
_1900 | _1900
_1900 | _1900
_1900 | _1900
_1900 | _1900
_1900 | _1900
_1900 | _1900
_1900 | _1900
_1900 | _1900
_1900 | _1900
_1900 | _1900
_1900 | _1900
_1900 | _1900
_1900 | _1900
_1900 | _1900
_1900 | _1900
_1900 | _1900
_1900 | _1900
_1900 | _1900
_1900 | _1900
_1900 | _1900
_1900 | _1900
_1900 | _1900
_1900 | _1900
_1900 | _1900
_1900 | _1900
_1900 | _1900
_1900 | _1900
_1900 | _1900
_1900 | _1900
_1900 | _1900
_1900 | _1900
_1900 | _1900
_1900 | _1900
_1900 | _1900
_1900 | _1900
_1900 | _1900
_1900 | _1900
_1900 | _1900
_1900 | _1900
_1900 | _1900
_1900 | _1900
_1900 | _1900
_1900 | _1900
_1900 | _1900
_1900 | _1900
_1900 | _1900
_1900 | _1900
_1900 | _1900
_1900 | _1900
_1900 | _1900
_1900 | _1900
_1900 | _1900
_1900 | _1900
_1900 | _1900
_1900 | _1900
_1900 | _1900
_1900 | _1900
_1900 | _1900
_1900 | _1900
_1900 | _1900
_1900 | _1900
_1900 | _1900
_1900 | _1900
_1900 | _1900
_1900 | _1900
_1900 | _1900
_1900 | _1900
_1900 | _1900
_1900 | _1900
_1900 | _1900
_1900 | _1900
_1900 | _1900
_1900 | _1900
_1900 | _1900
_1900 | _1900
_1900 | _1900
_1900 | _1900
_1900 | _1900
_1900 | _1900
_1900 | _1900
_1900 | _1900
_1900 | _1900
_1900 | _1900
_1900 | _1900
_1900 | _1900
_1900 | _1900
_1900 | _1900
_1900 | _1900
_1900 | _1900
_1900 | _1900
_1900 | _1900
_1900 | _1900
_1900 | _1900
_1900 | _1900
_1900 | _1900
_1900 | _1900
_1900 | _1900
_1900 | _1900
_1900 | _1900
_1900 | _1900
_1900 | _1900
_1900 | _1900
_1900 | _1900
_1900 | _1900
_1900 | _1900
_1900 | _1900
_1900 | _1900
_1900 | _1900
_1900 | _1900
_1900 | _1900
_1900 | _1900
_1900 | _1900
_1900 | _1900
_1900 | _1900
_1900 | _1900
_1900 | _1900
_1900 | _1900
_1900 | _1900
_1900 | _1900
_1900 | _1900
_1900 | _1900
_1900 | _1900
_1900 | _1900
_1900 | _1900
_1900 | _1900
_1900 | _1900
_1900 | _1900
_1900 | _1900
_1900 | _1900
_1900 | _1900
_1900 | _1900
_1900 | _1900
_1900 | _1900
_1900 | _1900
_1900 | _1900
_1900 | _1900
_1900 | _1900
_1900 | _1900
_1900 | _1900
_1900 | _1900
_1900 | _1900
_1900 | _1900
_1900 | _1900
_1900 | _1900
_1900 | _1900
_1900 | _1900
_1900 | _1900
_1900 | _1900
_1900 | _1900
_1900 | _1900
_1900 | _1900
_1900 | _1900
_1900 | _1900
_1900 | _1900
_1900 | _1900
_1900 | _1900
_1900 | _1900
_1900 | _1900
_1900 | _1900
_1900 | _1900
_1900 | _1900
_1900 | _1900
_1900 | _1900
_1900 | _1900
_1900 | _1900
_1900 | _1900
_1900 | _1900
_1900 | _1900
_1900 | _1900
_1900 | _1900
_1900 | _1900
_1900 | _1900
_1900 | _1900
_1900 | _1900
_1900 | _1900
_1900 | _1900
_1900 | _1900
_1900 | _1900
_1900 | _1900
_1900 | _1900
_1900 | _1900
_1900 | _1900
_1900 | _1900
_1900 | _1900
_1900 | _1900
_1900 | _1900
_1900 | _1900
_1900 | _1900
_1900 | _1900
_1900 | _1900
_1900 | _1900
_1900 | _1900
_1900 | _1900
_1900 | _1900
_1900 | _1900
_1900 | _1900
_1900 | _1900
_1900 | _1900
_1900 | _1900
_1900 | _1900
_1900 | _1900
_1900 | _1900
_1900 | _1900
_1900 | _1900
_1900 | _1900
_1900 | _1900
_1900 | _1900
_1900 | _1900
_1900 | _1900
_1900 | _1900
_1900 | _1900
_1900 | _1900
_1900 | _1900
_1900 | _1900
_1900 | _1900
_1900 | _1900
_1900 | _1900
_1900 | _1900
_1900 | _1900
_1900 | _1900
_1900 | _1900
_1900 | _1900
_1900 | _1900
_1900 | _1900
_1900 | _1900
_1900 | _1900
_1900 | _1900
_1900 | _1900
_1900 | _1900
_1900 | _1900
_1900 | _1900
_1900 | _1900
_1900 | _1900
_1900 | _1900
_1900 | _1900
_1900 | _1900
_1900 | _1900
_1900 | _1900
_1900 | _1900
_1900 | _1900
_1900 | _1900
_1900 | _1900
_1900 | _1900
_1900 | _1900
_1900 | _1900
_1900 | _1900
_1900 | _1900
_1900 | _1900
_1900 | _1900
_1900 | _1900
_1900 | _1900
_1900 | _1900
_1900 | _1900
_1900 | _1900
_1900 | _1900
_1900 | _1900
_1900 | _1900
_1900 | _1900
_1900 | _1900
_1900 | _1900
_1900 | _1900
_1900 | _1900
_1900 | _1900
_1900 | _1900
_1900 | _1900
_1900 | _1900
_1900 | _1900
_1900 | _1900
_1900 | _1900
_1900 | _1900
_1900 | _1900
_1900 | _1900
_1900 | _1900
_1900 | _1900
_1900 | _1900
_1900 | _1900
_1900 | _1900
_1900 | _1900
_1900 | _1900
_1900 | _1900
_1900 | _1900
_1900 | _1900
_1900 | _1900
_1900 | _1900
_1900 | _1900
_1900 | _1900
_1900 | _1900
_1900 | _1900
_1900 | _1900
_1900 | _1900
_1900 | _1900
_1900 | _1900
_1900 | _1900
_1900 | _1900
_1900 | _1900
_1900 | _1900
_1900 | _1900
_1900 | _1900
_1900 | _1900
_1900 | _1900
_1900 | _1900
_1900 | _1900
_1900 | _1900
_1900 | _1900
_1900 | _1900
_1900 | _1900
_1900 | _1900
_1900 | _1900
_1900 | _1900
_1900 | _1900
_1900 | _1900
_1900 | _1900
_1900 | _1900
_1900 | _1900
_1900 | _1900
_1900 | _1900
_1900 | _1900
_1900 | _1900
_1900 | _1900
_1900 | _1900
_1900 | _1900
_1900 | _1900
_1900 | _1900
_1900 | _1900
_1900 | _1900
_1900 | _1900
_1900 | _1900
_1900 | _1900
_1900 | _1900
_1900 | _1900
_1900 | _1900
_1900 | _1900
_1900 | _1900
_1900 | _1900
_1900 | _1900
_1900 | _1900
_1900 | _1900
_1900 | _1900
_1900 | _1900
_1900 | _1900
_1900 | _1900
_1900 | _1900
_1900 | _1900
_1900 | _1900
_1900 | _1900
_1900 | _1900
_1900 | _1900
_1900 | _1900
_1900 | _1900
_1900 | _1900
_1900 | _1900
_1900 | _1900
_1900 | _1900
_1900 | _1900
_1900 | _1900
_1900 | _1900
_1900 | _1900
_1900 | _1900
_1900 | _1900
_1900 | _1900
_1900 | _1900
_1900 | _1900
_1900 | _1900
_1900 | _1900
_1900 | _1900
_1900 | _1900
_1900 | _1900
_1900 | _1900
_1900 | _1900
_1900 | _1900
_1900 | _1900
_1900 | _1900
_1900 | _1900
_1900 | _1900
_1900 | _1900
_1900 | _1900
_1900 | _1900
_1900 | _1900
_1900 | _1900
_1900 | _1900
_1900 | _1900
_1900 | _1900
_1900 | _1900
_1900 | _1900
_1900 | _1900
_1900 | _1900
_1900 | _1900
_1900 | _1900
_1900 | _1900
_1900 | _1900
_1900 | _1900
_1900 | _1900
_1900 | _1900
_1900 | _1900
_1900 | _1900
_1900 | _1900
_1900 | _1900
_1900 | _1900
_1900 | _1900
_1900 | _1900
_1900 | _1900
_1900 | _1900
_1900 | _1900
_1900 | _1900
_1900 | _1900
_1900 | _1900
_1900 | _1900
_1900 | _1900
_1900 | _1900
_1900 | _1900
_1900 | _1900
_1900 | _1900
_1900 | _1900
_1900 | _1900
_1900 | _1900
_1900 | _1900
_1900 | _1900
_1900 | _1900
_1900 | _1900
_1900 | _1900
_1900 | _1900
_1900 | _1900
_1900 | _1900
_1900 | _1900
_1900 | _1900
_1900 | _1900
_1900 | _1900
_1900 | _1900
_1900 | _1900
_1900 | _1900
_1900 | _1900
_1900 | _1900
_1900 | _1900
_1900 | _1900
_1900 | _1900
_1900 | _1900
_1900 | _1900
_1900 | _1900
_1900 | _1900
_1900 | _1900
_1900 | _1900
_1900 | _1900
_1900 | _1900
_1900 | _1900
_1900 | _1900
_1900 | _1900
_1900 | _1900
_1900 | _1900
_1900 | _1900
_1900 | _1900
_1900 | _1900
_1900 | _1900
_1900 | _1900
_1900 | _1900
_1900 | _1900
_1900 | _1900
_1900 | _1900
_1900 | _1900
_1900 | _1900
_1900 | _1900
_1900 | _1900
_1900 | _1900
_1900 | _1900
_1900 | _1900
_1900 | _1900
_1900 | _1900
_1900 | _1900
_1900 | _1900
_1900 | _1900
_1900 | _1900
_1900 | _1900
_1900 | _1900
_1900 | _1900
_1900 | _1900
_1900 | _1900
_1900 | _1900
_1900 | _1900
_1900 | _1900
_1900 | _1900
_1900 | _1900
_1900 | _1900
_1900 | _1900
_1900 | _1900
_1900 | _1900
_1900 | _1900
_1900 | _1900
_1900 | _1900
_1900 | _1900
_1900 | _1900
_1900 | _1900
_1900 | _1900
_1900 | _1900
_1900 | _1900
_1900 | _1900
_1900 | _1900
_1900 | _1900
_1900 | _1900
_1900 | _1900
_1900 | _1900
_1900 | _1900
_1900 | _1900
_1900 | _1900
_1900 | _1900
_1900 | _1900
_1900 | _1900
_1900 | _1900
_1900 | _1900
_1900 | _1900
_1900 | _1900
_1900 | _1900
_1900 | _1900
_1900 | _1900
_1900 | _1900
_1900 | _1900
_1900 | _1900
_1900 | _1900
_1900 | _1900
_1900 | _1900
_1900 | _1900
_1900 | _1900
_1900 | _1900
_1900 | _1900
_1900 | _1900
_1900 | _1900
_1900 | _1900
_1900 | _1900
_1900 | _1900
_1900 | _1900
_1900 | _1900
_1900 | _1900
_1900 | _1900
_1900 | _1900
_1900 | _1900
_1900 | _1900
_1900 | _1900
_1900 | _1900
_1900 | _1900
_1900 | _1900
_1900 | _1900
_1900 | _1900
_1900 | _1900
_1900 | _1900
_1900 | _1900
_1900 | _1900
_1900 | _1900
_1900 | _1900
_1900 | _1900
_1900 | _1900
_1900 | _1900
_1900 | _1900
_1900 | _1900
_1900 | _1900
_1900 | _1900
_1900 | _1900
_1900 | _1900
_1900 | _1900
_1900 | _1900
_1900 | _1900
_1900 | _1900
_1900 | _1900
_1900 | _1900
_1900 | _1900
_1900 | _1900
_1900 | _1900
_1900 | _1900
_1900 | _1900
_1900 | _1900
_1900 | _1900
_1900 | _1900
_1900 | _1900
_1900 | _1900
_1900 | _1900
_1900 | _1900
_1900 | _1900
_1900 | _1900
_1900 | _1900
_1900 | _1900
_1900 | _1900
_1900 | _1900
_1900 | _1900
_1900 | _1900
_1900 | _1900
_1900 | _1900
_1900 | _1900
_1900 | _1900
_1900 | _1900
_1900 | _1900
_1900 | _1900
_1900 | _1900
_1900 | _1900
_1900 | _1900
_1900 | _1900
_1900 | _1900
_1900 | _1900
_1900 | _1900
_1900 | _1900
_1900 | _1900
_1900 | _1900
_1900 | _1900
_1900 | _1900
_1900 | _1900
_1900 | _1900
_1900 | _1900
_1900 | _1900
_1900 | _1900
_1900 | _1900
_1900 | _1900
_1900 | _1900
_1900 | _1900
_1900 | _1900
_1900 | _1900
_1900 | _1900
_1900 | _1900
_1900 | _1900
_1900 | _1900
_1900 | _1900
_1900 | _1900
_1900 | _1900
_1900 | _1900
_1900 | _1900
_1900 | _1900
_1900 | _1900
_1900 | _1900
_1900 | _1900
_1900 | _1900
_1900 | _1900
_1900 | _1900
_1900 | _1900
_1900 | _1900
_1900 | _1900
_1900 | _1900
_1900 | _1900
_1900 | _1900
_1900 | _1900
_1900 | _1900
_1900 | _1900
_1900 | _1900
_1900 | _1900
_1900 | _1900
_1900 | _1900
_1900 | _1900
_1900 | _1900
_1900 | _1900
_1900 | _1900
_1900 | _1900
_1900 | _1900
_1900 | _1900
_1900 | _1900
_1900 | _1900
_1900 | _1900
_1900 | _1900
_1900 | _1900
_1900 | _1900
_1900 | _1900
_1900 | _1900
_1900 | _1900
_1900 | _1900
_1900 | _1900
_1900 | _1900
_1900 | _1900
_1900 | _1900
_1900 | _1900
_1900 | _1900
_1900 | _1900
_1900 | _1900
_1900 | _1900
_1900 | _1900
_1900 | _1900
_1900 | _1900
_1900 | _1900
_1900 | _1900
_1900 | _1900
_1900 | _1900
_1900 | _1900
_1900 | _1900
_1900 | _1900
_1900 | _1900
_1900 | _1900
_1900 | _1900
_1900 | _1900
_1900 | _1900
_1900 | _1900
_1900 | _1900
_1900 | _1900
_1900 | _1900
_1900 | _1900
_1900 | _1900
_1900 | _1900
_1900 | _1900
_1900 | _1900
_1900 | _1900
_1900 | _1900
_1900 | _1900
_1900 | _1900
_1900 | _1900
_1900 | _1900
_1900 | _1900
_1900 | _1900
_1900 | _1900
_1900 | _1900
_1900 | _1900
_1900 | _1900
_1900 | _1900
_1900 | _1900
_1900 | _1900
_1900 | _1900
_1900 | _1900
_1900 | _1900
_1900 | _1900
_1900 | _1900
_1900 | _1900
_1900 | _1900
_1900 | _1900
_1900 | _1900
_1900 | _1900
_1900 | _1900
_1900 | _1900
_1900 | _1900
_1900 | _1900
_1900 | _1900
_1900 | _1900
_1900 | _1900
_1900 | _1900
_1900 | _1900
_1900 | _1900
_1900 | _1900
_1900 | _1900
_1900 | _1900
_1900 | _1900
_1900 | _1900
_1900 | _1900
_1900 | _1900
_1900 | _1900
_1900 | _1900
_1900 | _1900
_1900 | _1900
_1900 | _1900
_1900 | _1900
_1900 | _1900
_1900 | _1900
_1900 | _1900
_1900 | _1900
_1900 | _1900
_1900 | _1900
_1900 | _1900
_1900 | _1900
_1900 | _1900
_1900 | _1900
_1900 | _1900
_1900 | _1900
_1900 | _1900
_1900 | _1900
_1900 | _1900
_1900 | _1900
_1900 | _1900
_1900 | _1900
_1900 | _1900
_1900 | _1900
_1900 | _1900
_1900 | _1900
_1900 | _1900
_1900 | _1900
_1900 | _1900
_1900 | _1900
_1900 | _1900
_1900 | _1900
_1900 | _1900
_1900 | _1900
_1900 | _1900
_1900 | _1900
_1900 | _1900
_1900 | _1900
_1900 | _1900
_1900 | _1900
_1900 | _1900
_1900 | _1900
_1900 | _1900
_1900 | _1900
_1900 | _1900
_1900 | _1900
_1900 | _1900
_1900 | _1900
_1900 | _1900
_1900 | _1900
_1900 | _1900
_1900 | _1900
_1900 | _1900
_1900 | _1900
_1900 | _1900
_1900 | _1900
_1900 | _1900
_1900 | _1900
_1900 | _1900
_1900 | _1900
_1900 | _1900
_1900 | _1900
_1900 | _1900
_1900 | _1900
_1900 | _1900
_1900 | _1900
_1900 | _1900
_1900 | _1900
_1900 | _1900
_1900 | _1900
_1900 | _1900
_1900 | _1900
_1900 | _1900
_1900 | _1900
_1900 | _1900
_1900 | _1900
_1900 | _1900
_1900 | _1900
_1900 | _1900
_1900 | _1900
_1900 | _1900
_1900 | _1900
_1900 | _1900
_1900 | _1900
_1900 | _1900
_1900 | _1900
_1900 | _1900
_1900 | _1900
_1900 | _1900
_1900 | _1900
_1900 | _1900
_1900 | _1900
_1900 | _1900
_1900 | _1900
_1900 | _1900
_1900 | _1900
_1900 | _1900
_1900 | _1900
_1900 | _1900
_1900 | _1900
_1900 | _1900
_1900 | _1900
_1900 | _1900
_1900 | _1900
_1900 | _1900
_1900 | _1900
_1900 | _1900
_1900 | _1900
_1900 | _1900
_1900 | _1900
_1900 | _1900
_1900 | _1900
_1900 | _1900
_1900 | _1900
_1900 | _1900
_1900 | _1900
_1900 | _1900
_1900 | _1900
_1900 | _1900
_1900 | _1900
_1900 | _1900
_1900 | _1900
_1900 | _1900
_1900 | _1900
_1900 | _1900
_1900 | _1900
_1900 | _1900
_1900 | _1900
_1900 | _1900
_1900 | _1900
_1900 | _1900
_1900 | _1900
_1900 | _1900
_1900 | _1900
_1900 | _1900
_1900 | _1900
_1900 | _1900
_1900 | _1900
_1900 | _1900
_1900 | _1900
_1900 | _1900
_1900 | _1900
_1900 | _1900
_1900 | _1900
_1900 | _1900
_1900 | _1900
_1900 | _1900
_1900 | _1900
_1900 | _1900
_1900 | _1900
_1900 | _1900
_1900 | _1900
_1900 | _1900
_1900 | _1900
_1900 | _1900
_1900 | _1900
_1900 | _1900
_1900 | _1900
_1900 | _1900
_1900 | _1900
_1900 | _1900
_1900 | _1900
_1900 | _1900
_1900 | _1900
_1900 | _1900
_1900 | _1900
_1900 | _1900
_1900 | _1900
_1900 | _1900
_1900 | _1900
_1900 | _1900
_1900 | _1900
_1900 | _1900
_1900 | _1900
_1900 | _1900
_1900 | _1900
_1900 | _1900
_1900 | _1900
_1900 | _1900
_1900 | _1900
_1900 | _1900
_1900 | _1900
_1900 | _1900
_1900 | _1900
_1900 | _1900
_1900 | _1900
_1900 | _1900
_1900 | _1900
_1900 | _1900
_1900 | _1900
_1900 | _1900
_1900 | _1900
_1900 | _1900
_1900 | _1900
_1900 | _1900
_1900 | _1900
_1900 | _1900
_1900 | _1900
_1900 | _1900
_1900 | _1900
_1900 | _1900
_1900 | _1900
_1900 | _1900
_1900 | _1900
_1900 | _1900
_1900 | _1900
_1900 | _1900
_1900 | _1900
_1900 | _1900
_1900 | _1900
_1900 | _1900
_1900 | _1900
_1900 | _1900
_1900 | _1900
_1900 | _1900
_1900 | _1900
_1900 | _1900
_1900 | _1900
_1900 | _1900
_1900 | _1900
_1900 | _1900
_1900 | _1900
_1900 | _1900
_1900 | _1900
_1900 | _1900
_1900 | _1900
_1900 | _1900
_1900 | _1900
_1900 | _1900
_1900 | _1900
_1900 | _1900
_1900 | _1900
_1900 | _1900
_1900 | _1900
_1900 | _1900
_1900 | _1900
_1900 | _1900
_1900 | _1900
_1900 | _1900
_1900 | _1900
_1900 | _1900
_1900 | _1900
_1900 | _1900
_1900 | _1900
_1900 | _1900
_1900 | _1900
_1900 | _1900
_1900 | _1900
_1900 | _1900
_1900 | _1900
_1900 | _1900
_1900 | _1900
_1900 | _1900
_1900 | _1900
_1900 | _1900
_1900 | _1900
_1900 | _1900
_1900 | _1900
_1900 | _1900
_1900 | _1900
_1900 | _1900
_1900 | _1900
_1900 | _1900
_1900 | _1900
_1900 | _1900
_1900 | _1900
_1900 | _1900
_1900 | _1900
_1900 | _1900
_1900 | _1900
_1900 | _1900
_1900 | _1900
_1900 | _1900
_1900 | _1900
_1900 | _1900
_1900 | _1900
_1900 | _1900
_1900 | _1900
_1900 | _1900
_1900 | _1900
_1900 | _1900
_1900 | _1900
_1900 | _1900
_1900 | _1900
_1900 | _1900
_1900 | _1900
_1900 | _1900
_1900 | _1900
_1900 | _1900
_1900 | _1900
_1900 | _1900
_1900 | _1900
_1900 | _1900
_1900 | _1900
_1900 | _1900
_1900 | _1900
_1900 | _1900
_1900 | _1900
_1900 | _1900
_1900 | _1900
_1900 | _1900
_1900 | _1900
_1900 | _1900
_1900 | _1900
_1900 | _1900
_1900 | _1900
_1900 | _1900
_1900 | _1900
_1900 | _1900
_1900 | _1900
_1900 | _1900
_1900 | _1900
_1900 | _1900
_1900 | _1900
_1900 | _1900
_1900 | _1900
_1900 | _1900
_1900 | _1900
_1900 | _1900
_1900 | _1900
_1900 | _1900
_1900 | _1900
_1900 | _1900
_1900 | _1900
_1900 | _1900
_1900 | _1900
_1900 | _1900
_1900 | _1900
_1900 | _1900
_1900 | _1900
_1900 | _1900
_1900 | _1900
_1900 | _1900
_1900 | _1900
_1900 | _1900
_1900 | _1900
_1900 | _1900
_1900 | _1900
_1900 | _1900
_1900 | _1900
_1900 | _1900
_1900 | _1900
_1900 | _1900
_1900 | _1900
_1900 | _1900
_1900 | _1900
_1900 | _1900
_1900 | _1900
_1900 | _1900
_1900 | _1900
_1900 | _1900
_1900 | _1900
_1900 | _1900
_1900 | _1900
_1900 | _1900
_1900 | _1900
_1900 | _1900
_1900 | _1900
_1900 | _1900
_1900 | _1900
_1900 | _1900
_1900 | _1900
_1900 | _1900
_1900 | _1900
_1900 | _1900
_1900 | _1900
_1900 | _1900
_1900 | _1900
_1900 | _1900
_1900 | _1900
_1900 | _1900
_1900 | _1900
_1900 | _1900
_1900 | _1900
_1900 | _1900
_1900 | _1900
_1900 | _1900
_1900 | _1900
_1900 | _1900
_1900 | _1900
_1900 | _1900
_1900 | _1900
_1900 | _1900
_1900 | _1900
_1900 | _1900
_1900 | _1900
_1900 | _1900
_1900 | _1900
_1900 | _1900
_1900 | _1900
_1900 | _1900
_1900 | _1900
_1900 | _1900
_1900 | _1900
_1900 | _1900
_1900 | _1900
_1900 | _1900
_1900 | _1900
_1900 | _1900
_1900 | _1900
_1900 | _1900
_1900 | _1900
_1900 | _1900
_1900 | _1900
_1900 | _1900
_1900 | _1900
_1900 | _1900
_1900 | _1900
_1900 | _1900
_1900 | _1900
_1900 | _1900
_1900 | _1900
_1900 | _1900
_1900 | _1900
_1900 | _1900
_1900 | _1900
_1900 | _1900
_1900 | _1900
_1900 | _1900
_1900 | _1900
_1900 | _1900
_1900 | _1900
_1900 | _1900
_1900 | _1900
_1900 | _1900
_1900 | _1900
_1900 | _1900
_1900 | _1900
_1900 | _1900
_1900 | _1900
_1900 | _1900
_1900 | _1900
_1900 | _1900
_1900 | _1900
_1900 | _1900
_1900 | _1900
_1900 | _1900
_1900 | _1900
_1900 | _1900
_1900 | _1900
_1900 | _1900
_1900 | _1900
_1900 | _1900
_1900 | _1900
_1900 | _1900
_1900 | _1900
_1900 | _1900
_1900 | _1900
_1900 | _1900
_1900 | _1900
_1900 | _1900
_1900 | _1900
_1900 | _1900
_1900 | _1900
_1900 | _1900
_1900 | _1900
_1900 | _1900
_1900 | _1900
_1900 | _1900
_1900 | _1900
_1900 | _1900
_1900 | _1900
_1900 | _1900
_1900 | _1900
_1900 | _1900
_1900 | _1900
_1900 | _1900
_1900 | _1900
_1900 | _1900
_1900 | _1900
_1900 | _1900
_1900 | _1900
_1900 | _1900
_1900 | _1900
_1900 | _1900
_1900 | _1900
_1900 | _1900
_1900 | _1900
_1900 | _1900
_1900 | _1900
_1900 | _1900
_1900 | _1900
_1900 | _1900
_1900 | _1900
_1900 | _1900
_1900 | _1900
_1900 | _1900
_1900 | _1900
_1900 | _1900
_1900 | _1900
_1900 | _1900
_1900 | _1900
_1900 | _1900
_1900 | _1900
_1900 | _1900
_1900 | _1900
_1900 | _1900
_1900 | _1900
_1900 | _1900
_1900 | _1900
_1900 | _1900
_1900 | _1900
_1900 | _1900
_1900 | _1900
_1900 | _1900
_1900 | _1900
_1900 | _1900
_1900 | _1900
_1900 | _1900
_1900 | _1900
_1900 | _1900
_1900 | _1900
_1900 | _1900
_1900 | _1900
_1900 | _1900
_1900 | _1900
_1900 | _1900
_1900 | _1900
_1900 | _1900
_1900 | _1900
_1900 | _1900
_1900 | _1900
_1900 | _1900
_1900 | _1900
_1900 | _1900
_1900 | _1900
_1900 | _1900
_1900 | _1900
_1900 | _1900
_1900 | _1900
_1900 | _1900
_1900 | _1900
_1900 | _1900
_1900 | _1900
_1900 | _1900
_1900 | _1900
_1900 | _1900
_1900 | _1900
_1900 | _1900
_1900 | _1900
_1900 | _1900
_1900 | _1900
_1900 | _1900
_1900 | _1900
_1900 | _1900
_1900 | _1900
_1900 | _1900
_1900 | _1900
_1900 | _1900
_1900 | _1900
_1900 | _1900
_1900 | _1900
_1900 | _1900
_1900 | _1900
_1900 | _1900
_1900 | _1900
_1900 | _1900
_1900 | _1900
_1900 | _1900
_1900 | _1900
_1900 | _1900
_1900 | _1900
_1900 | _1900
_1900 | _1900
_1900 | _1900
_1900 | _1900
_1900 | _1900
_1900 | _1900
_1900 | _1900
_1900 | _1900
_1900 | _1900
_1900 | _1900
_1900 | _1900
_1900 | _1900
_1900 | _1900
_1900 | _1900
_1900 | _1900
_1900 | _1900
_1900 | _1900
_1900 | _1900
_1900 | _1900
_1900 | _1900
_1900 | _1900
_1900 | _1900
_1900 | _1900
_1900 | _1900
_1900 | _1900
_1900 | _1900
_1900 | _1900
_1900 | _1900
_1900 | _1900
_1900 | _1900
_1900 | _1900
_1900 | _1900
_1900 | _1900
_1900 | _1900
_1900 | _1900
_1900 | _1900
_1900 | _1900
_1900 | _1900
_1900 | _1900
_1900 | _1900
_1900 | _1900
_1900 | _1900
_1900 | _1900
_1900 | _1900
_1900 | _1900
_1900 | _1900
_1900 | _1900
_1900 | _1900
_1900 | _1900
_1900 | _1900
_1900 | _1900
_1900 | _1900
_1900 | _1900
_1900 | _1900
_1900 | _1900
_1900 | _1900
_1900 | _1900
_1900 | _1900
_1900 | _1900
_1900 | _1900
_1900 | _1900
_1900 | _1900
_1900 | _1900
_1900 | _1900
_1900 | _1900
_1900 | _1900
_1900 | _1900
_1900 | _1900
_1900 | _1900
_1900 | _1900
_1900 | _1900
_1900 | _1900
_1900 | _1900
_1900 | _1900
_1900 | _1900
_1900 | _1900
_1900 | _1900
_1900 | _1900
_1900 | _1900
_1900 | _1900
_1900 | _1900
_1900 | _1900
_1900 | _1900
_1900 | _1900
_1900 | _1900
_1900 | _1900
_1900 | _1900
_1900 | _1900
_1900 | _1900
_1900 | _1900
_1900 | _1900
_1900 | _1900
_1900 | _1900
_1900 | _1900
_1900 | _1900
_1900 | _1900
_1900 | _1900
_1900 | _1900
_1900 | _1900
_1900 | _1900
_1900 | _1900
_1900 | _1900
_1900 | _1900
_1900 | _1900
_1900 | _1900
_1900 | _1900
_1900 | _1900
_1900 | _1900
_1900 | _1900
_1900 | _1900
_1900 | _1900
_1900 | _1900
_1900 | _1900
_1900 | _1900
_1900 | _1900
_1900 | _1900
_1900 | _1900
_1900 | _1900
_1900 | _1900
_1900 | _1900
_1900 | _1900
_1900 | _1900
_1900 | _1900
_1900 | _1900
_1900 | _1900
_1900 | _1900
_1900 | _1900
_1900 | _1900
_1900 | _1900
_1900 | _1900
_1900 | _1900
_1900 | _1900
_1900 | _1900
_1900 | _1900
_1900 | _1900
_1900 | _1900
_1900 | _1900
_1900 | _1900
_1900 | _1900
_1900 | _1900
_1900 | _1900
_1900 | _1900
_1900 | _1900
_1900 | _1900
_1900 | _1900
_1900 | _1900
_1900 | _1900
_1900 | _1900
_1900 | _1900
_1900 | _1900
_1900 | _1900
_1900 | _1900
_1900 | _1900
_1900 | _1900
_1900 | _1900
_1900 | _1900
_1900 | _1900
_1900 | _1900
_1900 | _1900
_1900 | _1900
_1900 | _1900
_1900 | _1900
_1900 | _1900
_1900 | _1900
_1900 | _1900
_1900 | _1900
_1900 | _1900
_1900 | _1900
_1900 | _1900
_1900 | _1900
_1900 | _1900
_1900 | _1900
_1900 | _1900
_1900 | _1900
_1900 | _1900
_1900 | _1900
_1900 | _1900
_1900 | _1900
_1900 | _1900
_1900 | _1900
_1900 | _1900
_1900 | _1900
_1900 | _1900
_1900 | _1900
_1900 | _1900
_1900 | _1900
_1900 | _1900
_1900 | _1900
_1900 | _1900
_1900 | _1900
_1900 | _1900
_1900 | _1900
_1900 | _1900
_1900 | _1900
_1900 | _1900
_1900 | _1900
_1900 | _1900
_1900 | _1900
_1900 | _1900
_1900 | _1900
_1900 | _1900
_1900 | _1900
_1900 | _1900
_1900 | _1900
_1900 | _1900
_1900 | _1900
_1900 | _1900
_1900 | _1900
_1900 | _1900
_1900 | _1900
_1900 | _1900
_1900 | _1900
_1900 | _1900
_1900 | _1900
_1900 | _1900
_1900 | _1900
_1900 | _1900
_1900 | _1900
_1900 | _1900
_1900 | _1900
_1900 | _1900
_1900 | _1900
_1900 | _1900
_1900 | _1900
_1900 | _1900
_1900 | _1900
_1900 | _1900
_1900 | _1900
_1900 | _1900
_1900 | _1900
_1900 | _1900
_1900 | _1900
_1900 | _1900
_1900 | _1900
_1900 | _1900
_1900 | _1900
_1900 | _1900
_1900 | _1900
_1900 | _1900
_1900 | _1900
_1900 | _1900
_1900 | _1900
_1900 | _1900
_1900 | _1900
_1900 | _1900
_1900 | _1900
_1900 | _1900
_1900 | _1900
_1900 | _1900
_1900 | _1900
_1900 | _1900
_1900 | _1900
_1900 | _1900
_1900 | _1900
_1900 | _1900
_1900 | _1900
_1900 | _1900
_1900 | _1900
_1900 | _1900
_1900 | _1900
_1900 | _1900
_1900 | _1900
_1900 | _1900
_1900 | _1900
_1900 | _1900
_1900 | _1900
_1900 | _1900
_1900 | _1900
_1900 | _1900
_1900 | _1900
_1900 | _1900
_1900 | _1900
_1900 | _1900
_1900 | _1900
_1900 | _1900
_1900 | _1900
_1900 | _1900
_1900 | _1900
_1900 | _1900
_1900 | _1900
_1900 | _1900
_1900 | _1900
_1900 | _1900
_1900 | _1900
_1900 | _1900
_1900 | _1900
_1900 | _1900
_1900 | _1900
_1900 | _1900
_1900 | _1900
_1900 | _1900
_1900 | _1900
_1900 | _1900
_1900 | _1900
_1900 | _1900
_1900 | _1900
_1900 | _1900
_1900 | _1900
_1900 | _1900
_1900 | _1900
_1900 | _1900
_1900 | _1900
_1900 | _1900
_1900 | _1900
_1900 | _1900
_1900 | _1900
_1900 | _1900
_1900 | _1900
_1900 | _1900
_1900 | _1900
_1900 | _1900
_1900 | _1900
_1900 | _1900
_1900 | _1900
_1900 | _1900
_1900 | _1900
_1900 | _1900
_1900 | _1900
_1900 | _1900
_1900 | _1900
_1900 | _1900
_1900 | _1900
_1900 | _1900
_1900 | _1900
_1900 | _1900
_1900 | _1900
_1900 | _1900
_1900 | _1900
_1900 | _1900
_1900 | _1900
_1900 | _1900
_1900 | _1900
_1900 | _1900
_1900 | _1900
_1900 | _1900
_1900 | _1900
_1900 | _1900
_1900 | _1900
_1900 | _1900
_1900 | _1900
_1900 | _1900
_1900 | _1900
_1900 | _1900
_1900 | _1900
_1900 | _1900
_1900 | _1900
_1900 | _1900
_1900 | _1900
_1900 | _1900
_1900 | _1900
_1900 | _1900
_1900 | _1900
_1900 | _1900
_1900 | _1900
_1900 | _1900
_1900 | _1900
_1900 | _1900
_1900 | _1900
_1900 | _1900
_1900 | _1900
_1900 | _1900
_1900 | _1900
_1900 | _1900
_1900 | _1900
_1900 | _1900
_1900 | _1900
_1900 | _1900
_1900 | _1900
_1900 | _1900
_1900 | _1900
_1900 | _1900
_1900 | _1900
_1900 | _1900
_1900 | _1900
_1900 | _1900
_1900 | _1900
_1900 | _1900
_1900 | _1900
_1900 | _1900
_1900 | _1900
_1900 | _1900
_1900 | _1900
_1900 | _1900
_1900 | _1900
_1900 | _1900
_1900 | _1900
_1900 | _1900
_1900 | _1900
_1900 | _1900
_1900 | _1900
_1900 | _1900
_1900 | _1900
_1900 | _1900
_1900 | _1900
_1900 | _1900
_1900 | _1900
_1900 | _1900
_1900 | _1900
_1900 | _1900
_1900 | _1900
_1900 | _1900
_1900 | _1900
_1900 | _1900
_1900 | _1900
_1900 | _1900
_1900 | _1900
_1900 | _1900
_1900 | _1900
_1900 | _1900
_1900 | _1900
_1900 | _1900
_1900 | _1900
_1900 | _1900
_1900 | _1900
_1900 | _1900
_1900 | _1900
_1900 | _1900
_1900 | _1900
_1900 | _1900
_1900 | _1900
_1900 | _1900
_1900 | _1900
_1900 | _1900
_1900 | _1900
_1900 | _1900
_1900 | _1900
_1900 | _1900
_1900 | _1900
_1900 | _1900
_1900 | _1900
_1900 | _1900
_1900 | _1900
_1900 | _1900
_1900 | _1900
_1900 | _1900
_1900 | _1900
_1900 | _1900
_1900 | _1900
_1900 | _1900
_1900 | _1900
_1900 | _1900
_1900 | _1900
_1900 | _1900
_1900 | _1900
_1900 | _1900
_1900 | _1900
_1900 | _1900
_1900 | _1900
_1900 | _1900
_1900 | _1900
_1900 | _1900
_1900 | _1900
_1900 | _1900
_1900 | _1900
_1900 | _1900
_1900 | _1900
_1900 | _1900
_1900 | _1900
_1900 | _1900
_1900 | _1900
_1900 | _1900
_1900 | _1900
_1900 | _1900
_1900 | _1900
_1900 | _1900
_1900 | _1900
_1900 | _1900
_1900 | _1900
_1900 | _1900
_1900 | _1900
_1900 | _1900
_1900 | _1900
_1900 | _1900
_1900 | _1900
_1900 | _1900
_1900 | _1900
_1900 | _1900
_1900 | _1900
_1900 | _1900
_1900 | _1900
_1900 | _1900
_1900 | _1900
_1900 | _1900
_1900 | _1900
_1900 | _1900
_1900 | _1900
_1900 | _1900
_1900 | _1900
_1900 | _1900
_1900 | _1900
_1900 | _1900
_1900 | _1900
_1900 | _1900
_1900 | _1900
_1900 | _1900
_1900 | _1900
_1900 | _1900
_1900 | _1900
_1900 | _1900
_1900 | _1900
_1900 | _1900
_1900 | _1900
_1900 | _1900
_1900 | _1900
_1900 | _1900
_1900 | _1900
_1900 | _1900
_1900 | _1900
_1900 | _1900
_1900 | _1900
_1900 | _1900
_1900 | _1900
_1900 | _1900
_1900 | _1900
_1900 | _1900
_1900 | _1900
_1900 | _1900
_1900 | _1900
_1900 | _1900
_1900 | _1900
_1900 | _1900
_1900 | _1900
_1900 | _1900
_1900 | _1900
_1900 | _1900
_1900 | _1900
_1900 | _1900
_1900 | _1900
_1900 | _1900
_1900 | _1900
_1900 | _1900
_1900 | _1900
_1900 | _1900
_1900 | _1900
_1900 | _1900
_1900 | _1900
_1900 | _1900
_1900 | _1900
_1900 | _1900
_1900 | _1900
_1900 | _1900
_1900 | _1900
_1900 | _1900
_1900 | _1900
_1900 | _1900
_1900 | _1900
_1900 | _1900
_1900 | _1900
_1900 | _1900
_1900 | _1900
_1900 | _1900
_1900 | _1900
_1900 | _1900
_1900 | _1900
_1900 | _1900
_1900 | _1900
_1900 | _1900
_1900 | _1900
_1900 | _1900
_1900 | _1900
_1900 | _1900
_1900 | _1900
_1900 | _1900
_1900 | _1900
_1900 | _1900
_1900 | _1900
_1900 | _1900
_1900 | _1900
_1900 | _1900
_1900 | _1900
_1900 | _1900
_1900 | _1900
_1900 | _1900
_1900 | _1900
_1900 | _1900
_1900 | _1900
_1900 | _1900
_1900 | _1900
_1900 | _1900
_1900 | _1900
_1900 | _1900
_1900 | _1900
_1900 | _1900
_1900 | _1900
_1900 | _1900
_1900 | _1900
_1900 | _1900
_1900 | _1900
_1900 | _1900
_1900 | _1900
_1900 | _1900
_1900 | _1900
_1900 | _1900
_1900 | _1900
_1900 | _1900
_1900 | _1900
_1900 | _1900
_1900 | _1900
_1900 | _1900
_1900 | _1900
_1900 | _1900
_1900 | _1900
_1900 | _1900
_1900 | _1900
_1900 | _1900
_1900 | _1900
_1900 | _1900
_1900 | _1900
_1900 | _1900
_1900 | _1900
_1900 | _1900
_1900 | _1900
_1900 | _1900
_1900 | _1900
_1900 | _1900
_1900 | _1900
_1900 | _1900
_1900 | _1900
_1900 | _1900
_1900 | _1900
_1900 | _1900
_1900 | _1900
_1900 | _1900
_1900 | _1900
_1900 | _1900
_1900 | _1900
_1900 | _1900
_1900 | _1900
_1900 | _1900
_1900 | _1900
_1900 | _1900
_1900 | _1900
_1900 | _1900
_1900 | _1900
_1900 | _1900
_1900 | _1900
_1900 | _1900
_1900 | _1900
_1900 | _1900
_1900 | _1900
_1900 | _1900
_1900 | _1900
_1900 | _1900
_1900 | _1900
_1900 | _1900
_1900 | _1900
_1900 | _1900
_1900 | _1900
_1900 | _1900
_1900 | _1900
_1900 | _1900
_1900 | _1900
_1900 | _1900
_1900 | _1900
_1900 | _1900
_1900 | _1900
_1900 | _1900
_1900 | _1900
_1900 | _1900
_1900 | _1900
_1900 | _1900
_1900 | _1900
_1900 | _1900
_1900 | _1900
_1900 | _1900
_1900 | _1900
_1900 | _1900
_1900 | _1900
_1900 | _1900
_1900 | _1900
_1900 | _1900
_1900 | _1900
_1900 | _1900
_1900 | _1900
_1900 | _1900
_1900 | _1900
_1900 | _1900
_1900 | _1900
_1900 | _1900
_1900 | _1900
_1900 | _1900
_1900 | _1900
_1900 | _1900
_1900 | _1900
_1900 | _1900
_1900 | _1900
_1900 | _1900
_1900 | _1900
_1900 | _1900
_1900 | _1900
_1900 | _1900
_1900 | _1900
_1900 | _1900
_1900 | _1900
_1900 | _1900
_1900 | _1900
_1900 | _1900
_1900 | _1900
_1900 | _1900
_1900 | _1900
_1900 | _1900
_1900 | _1900
_1900 | _1900
_1900 | _1900
_1900 | _1900
_1900 | _1900
_1900 | _1900
_1900 | _1900
_1900 | _1900
_1900 | _1900
_1900 | _1900
_1900 | _1900
_1900 | _1900
_1900 | _1900
_1900 | _1900
_1900 | _1900
_1900 | _1900
_1900 | _1900
_1900 | _1900
_1900 | _1900
_1900 | _1900
_1900 | _1900
_1900 | _1900
_1900 | _1900
_1900 | _1900
_1900 | _1900
_1900 | _1900
_1900 | _1900
_1900 | _1900
_1900 | _1900
_1900 | _1900
_1900 | _1900
_1900 | _1900
_1900 | _1900
_1900 | _1900
_1900 | _1900
_1900 | _1900
_1900 | _1900
_1900 | _1900
_1900 | _1900
_1900 | _1900
_1900 | _1900
_1900 | _1900
_1900 | _1900
_1900 | _1900
_1900 | _1900
_1900 | _1900
_1900 | _1900
_1900 | _1900
_1900 | _1900
_1900 | _1900
_1900 | _1900
_1900 | _1900
_1900 | _1900
_1900 | _1900
_1900 | _1900
_1900 | _1900
_1900 | _1900
_1900 | _1900
_1900 | _1900
_1900 | _1900
_1900 | _1900
_1900 | _1900
_1900 | _1900
_1900 | _1900
_1900 | _1900
_1900 | _1900
_1900 | _1900
_1900 | _1900
_1900 | _1900
_1900 | _1900
_1900 | _1900
_1900 | _1900
_1900 | _1900
_1900 | _1900
_1900 | _1900
_1900 | _1900
_1900 | _1900
_1900 | _1900
_1900 | _1900
_1900 | _1900
_1900 | _1900
_1900 | _1900
_1900 | _1900
_1900 | _1900
_1900 | _1900
_1900 | _1900
_1900 | _1900
_1900 | _1900
_1900 | _1900
_1900 | _1900
_1900 | _1900
_1900 | _1900
_1900 | _1900
_1900 | _1900
_1900 | _1900
_1900 | _1900
_1900 | _1900
_1900 | _1900
_1900 | _1900
_1900 | _1900
_1900 | _1900
_1900 | _1900
_1900 | _1900
_1900 | _1900
_1900 | _1900
_1900 | _1900
_1900 | _1900
_1900 | _1900
_1900 | _1900
_1900 | _1900
_1900 | _1900
_1900 | _1900
_1900 | _1900
_1900 | _1900
_1900 | _1900
_1900 | _1900
_1900 | _1900
_1900 | _1900
_1900 | _1900
_1900 | _1900
_1900 | _1900
_1900 | _1900
_1900 | _1900
_1900 | _1900
_1900 | _1900
_1900 | _1900
_1900 | _1900
_1900 | _1900
_1900 | _1900
_1900 | _1900
_1900 | _1900
_1900 | _1900
_1900 | _1900
_1900 | _1900
_1900 | _1900
_1900 | _1900
_1900 | _1900
_1900 | _1900
_1900 | _1900
_1900 | _1900
_1900 | _1900
_1900 | _1900
_1900 | _1900
_1900 | _1900
_1900 | _1900
_1900 | _1900
_1900 | _1900
_1900 | _1900
_1900 | _1900
_1900 | _1900
_1900 | _1900
_1900 | _1900
_1900 | _1900
_1900 | _1900
_1900 | _1900
_1900 | _1900
_1900 | _1900
_1900 | _1900
_1900 | _1900
_1900 | _1900
_1900 | _1900
_1900 | _1900
_1900 | _1900
_1900 | _1900
_1900 | _1900
_1900 | _1900
_1900 | _1900
_1900 | _1900
_1900 | _1900
_1900 | _1900
_1900 | _1900
_1900 | _1900
_1900 | _1900
_1900 | _1900
_1900 | _1900
_1900 | _1900
_1900 | _1900
_1900 | _1900
_1900 | _1900
_1900 | _1900
_1900 | _1900
_1900 | _1900
_1900 | _1900
_1900 | _1900
_1900 | _1900
_1900 | _1900
_1900 | _1900
_1900 | _1900
_1900 | _1900
_1900 | _1900
_1900 | _1900
_1900 | _1900
_1900 | _1900
_1900 | _1900
_1900 | _1900
_1900 | _1900
_1900 | _1900
_1900 | _1900
_1900 | _1900
_1900 | _1900
_1900 | _1900
_1900 | _1900
_1900 | _1900
_1900 | _1900
_1900 | _1900
_1900 | _1900
_1900 | _1900
_1900 | _1900
_1900 | _1900
_1900 | _1900
_1900 | _1900
_1900 | _1900
_1900 | _1900
_1900 | _1900
_1900 | _1900
_1900 | _1900
_1900 | _1900
_1900 | _1900
_1900 | _1900
_1900 | _1900
_1900 | _1900
_1900 | _1900
_1900 | _1900
_1900 | _1900
_1900 | _1900
_1900 | _1900
_1900 | _1900
_1900 | _1900
_1900 | _1900
_1900 | _1900
_1900 | _1900
_1900 | _1900
_1900 | _1900
_1900 | _1900
_1900 | _1900
_1900 | _1900
_1900 | _1900
_1900 | _1900
_1900 | _1900
_1900 | _1900
_1900 | _1900
_1900 | _1900
_1900 | _1900
_1900 | _1900
_1900 | _1900
_1900 | _1900
_1900 | _1900
_1900 | _1900
_1900 | _1900
_1900 | _1900
_1900 | _1900
_1900 | _1900
_1900 | _1900
_1900 | _1900
_1900 | _1900
_1900 | _1900
_1900 | _1900
_1900 | _1900
_1900 | _1900
_1900 | _1900
_1900 | _1900
_1900 | _1900
_1900 | _1900
_1900 | _1900
_1900 | _1900
_1900 | _1900
_1900 | _1900
_1900 | _1900
_1900 | _1900
_1900 | _1900
_1900 | _1900
_1900 | _1900
_1900 | _1900
_1900 | _1900
_1900 | _1900
_1900 | _1900
_1900 | _1900
_1900 | _1900
_1900 | _1900
_1900 | _1900
_1900 | _1900
_1900 | _1900
_1900 | _1900
_1900 | _1900
_1900 | _1900
_1900 | _1900
_1900 | _1900
_1900 | _1900
_1900 | _1900
_1900 | _1900
_1900 | _1900
_1900 | _1900
_1900 | _1900
_1900 | _1900
_1900 | _1900
_1900 | _1900
_1900 | _1900
_1900 | _1900
_1900 | _1900
_1900 | _1900
_1900 | _1900
_1900 | _1900
_1900 | _1900
_1900 | _1900
_1900 | _1900
_1900 | _1900
_1900 | _1900
_1900 | _1900
_1900 | _1900
_1900 | _1900
_1900 | _1900
_1900 | _1900
_1900 | _1900
_1900 | _1900
_1900 | _1900
_1900 | _1900
_1900 | _1900
_1900 | _1900
_1900 | _1900
_1900 | _1900
_1900 | _1900
_1900 | _1900
_1900 | _1900
_1900 | _1900
_1900 | _1900
_1900 | _1900
_1900 | _1900
_1900 | _1900
_1900 | _1900
_1900 | _1900
_1900 | _1900
_1900 | _1900
_1900 | _1900
_1900 | _1900
_1900 | _1900
_1900 | _1900
_1900 | _1900
_1900 | _1900
_1900 | _1900
_1900 | _1900
_1900 | _1900
_1900 | _1900
_1900 | _1900
_1900 | _1900
_1900 | _1900
_1900 | _1900
_1900 | _1900
_1900 | _1900
_1900 | _1900
_1900 | _1900
_1900 | _1900
_1900 | _1900
_1900 | _1900
_1900 | _1900
_1900 | _1900
_1900 | _1900
_1900 | _1900
_1900 | _1900
_1900 | _1900
_1900 | _1900
_1900 | _1900
_1900 | _1900
_1900 | _1900
_1900 | _1900
_1900 | _1900
_1900 | _1900
_1900 | _1900
_1900 | _1900
_1900 | _1900
_1900 | _1900
_1900 | _1900
_1900 | _1900
_1900 | _1900
_1900 | _1900
_1900 | _1900
_1900 | _1900
_1900 | _1900
_1900 | _1900
_1900 | _1900
_1900 | _1900
_1900 | _1900
_1900 | _1900
_1900 | _1900
_1900 | _1900
_1900 | _1900
_1900 | _1900
_1900 | _1900
_1900 | _1900
_1900 | _1900
_1900 | _1900
_1900 | _1900
_1900 | _1900
_1900 | _1900
_1900 | _1900
_1900 | _1900
_1900 | _1900
_1900 | _1900
_1900 | _1900
_1900 | _1900
_1900 | _1900
_1900 | _1900
_1900 | _1900
_1900 | _1900
_1900 | _1900
_1900 | _1900
_1900 | _1900
_1900 | _1900
_1900 | _1900
_1900 | _1900
_1900 | _1900
_1900 | _1900
_1900 | _1900
_1900 | _1900
_1900 | _1900
_1900 | _1900
_1900 | _1900
_1900 | _1900
_1900 | _1900
_1900 | _1900
_1900 | _1900
_1900 | _1900
_1900 | _1900
_1900 | _1900
_1900 | _1900
_1900 | _1900
_1900 | _1900
_1900 | _1900
_1900 | _1900
_1900 | _1900
_1900 | _1900
_1900 | _1900
_1900 | _1900
_1900 | _1900
_1900 | _1900
_1900 | _1900
_1900 | _1900
_1900 | _1900
_1900 | _1900
_1900 | _1900
_1900 | _1900
_1900 | _1900
_1900 | _1900
_1900 | _1900
_1900 | _1900
_1900 | _1900
_1900 | _1900
_1900 | _1900
_1900 | _1900
_1900 | _1900
_1900 | _1900
_1900 | _1900
_1900 | _1900
_1900 | _1900
_1900 | _1900
_1900 | _1900
_1900 | _1900
_1900 | _1900
_1900 | _1900
_1900 | _1900
_1900 | _1900
_1900 | _1900
_1900 | _1900
_1900 | _1900
_1900 | _1900
_1900 | _1900
_1900 | _1900
_1900 | _1900
_1900 | _1900
_1900 | _1900
_1900 | _1900
_1900 | _1900
_1900 | _1900
_1900 | _1900
_1900 | _1900
_1900 | _1900
_1900 | _1900
_1900 | _1900
_1900 | _1900
_1900 | _1900
_1900 | _1900
_1900 | _1900
_1900 | _1900
_1900 | _1900
_1900 | _1900
_1900 | _1900
_1900 | _1900
_1900 | _1900
_1900 | _1900
_1900 | _1900
_1900 | _1900
_1900 | _1900
_1900 | _1900
_1900 | _1900
_1900 | _1900
_1900 | _1900
_1900 | _1900
_1900 | _1900
_1900 | _1900
_1900 | _1900
_1900 | _1900
_1900 | _1900
_1900 | _1900
_1900 | _1900
_1900 | _1900
_1900 | _1900
_1900 | _1900
_1900 | _1900
_1900 | _1900
_1900 | _1900
_1900 | _1900
_1900 | _1900
_1900 | _1900
_1900 | _1900
_1900 | _1900
_1900 | _1900
_1900 | _1900
_1900 | _1900
_1900 | _1900
_1900 | _1900
_1900 | _1900
_1900 | _1900
_1900 | _1900
_1900 | _1900
_1900 | _1900
_1900 | _1900
_1900 | _1900
_1900 | _1900
_1900 | _1900
_1900 | _1900
_1900 | _1900
_1900 | _1900
_1900 | _1900
_1900 | _1900
_1900 | _1900
_1900 | _1900
_1900 | _1900
_1900 | _1900
_1900 | _1900
_1900 | _1900
_1900 | _1900
_1900 | _1900
_1900 | _1900
_1900 | _1900
_1900 | _1900
_1900 | _1900
_1900 | _1900
_1900 | _1900
_1900 | _1900
_1900 | _1900
_1900 | _1900
_1900 | _1900
_1900 | _1900
_1900 | _1900
_1900 | _1900
_1900 | _1900
_1900 | _1900
_1900 | _1900
_1900 | _1900
_1900 | _1900
_1900 | _1900
_1900 | _1900
_1900 | _1900
_1900 | _1900
_1900 | _1900
_1900 | _1900
_1900 | _1900
_1900 | _1900
_1900 | _1900
_1900 | _1900
_1900 | _1900
_1900 | _1900
_1900 | _1900
_1900 | _1900
_1900 | _1900
_1900 | _1900
_1900 | _1900
_1900 | _1900
_1900 | _1900
_1900 | _1900
_1900 | _1900
_1900 | _1900
_1900 | _1900
_1900 | _1900
_1900 | _1900
_1900 | _1900
_1900 | _1900
_1900 | _1900
_1900 | _1900
_1900 | _1900
_1900 | _1900
_1900 | _1900
_1900 | _1900
_1900 | _1900
_1900 | _1900
_1900 | _1900
_1900 | _1900
_1900 | _1900
_1900 | _1900
_1900 | _1900
_1900 | _1900
_1900 | _1900
_1900 | _1900
_1900 | _1900
_1900 | _1900
_1900 | _1900
_1900 | _1900
_1900 | _1900
_1900 | _1900
_1900 | _1900
_1900 | _1900
_1900 | _1900
_1900 | _1900
_1900 | _1900
_1900 | _1900
_1900 | _1900
_1900 | _1900
_1900 | _1900
_1900 | _1900
_1900 | _1900
_1900 | _1900
_1900 | _1900
_1900 | _1900
_1900 | _1900
_1900 | _1900
_1900 | _1900
_1900 | _1900
_1900 | _1900
_1900 | _1900
_1900 | _1900
_1900 | _1900
_1900 | _1900
_1900 | _1900
_1900 | _1900
_1900 | _1900
_1900 | _1900
_1900 | _1900
_1900 | _1900
_1900 | _1900
_1900 | _1900
_1900 | _1900
_1900 | _1900
_1900 | _1900
_1900 | _1900
_1900 | _1900
_1900 | _1900
_1900 | _1900
_1900 | _1900
_1900 | _1900
_1900 | _1900
_1900 | _1900
_1900 | _1900
_1900 | _1900
_1900 | _1900
_1900 | _1900
_1900 | _1900
_1900 | _1900
_1900 | _1900
_1900 | _1900
_1900 | _1900
_1900 | _1900
_1900 | _1900
_1900 | _1900
_1900 | _1900
_1900 | _1900
_1900 | _1900
_1900 | _1900
_1900 | _1900
_1900 | _1900
_1900 | _1900
_1900 | _1900
_1900 | _1900
_1900 | _1900
_1900 | _1900
_1900 | _1900
_1900 | _1900
_1900 | _1900
_1900 | _1900
_1900 | _1900
_1900 | _1900
_1900 | _1900
_1900 | _1900
_1900 | _1900
_1900 | _1900
_1900 | _1900
_1900 | _1900
_1900 | _1900
_1900 | _1900
_1900 | _1900
_1900 | _1900
_1900 | _1900
_1900 | _1900
_1900 | _1900
_1900 | _1900
_1900 | _1900
_1900 | _1900
_1900 | _1900
_1900 | _1900
_1900 | _1900
_1900 | _1900
_1900 | _1900
_1900 | _1900
_1900 | _1900
_1900 | _1900
_1900 | _1900
_1900 | _1900
_1900 | _1900
_1900 | _1900
_1900 | _1900
_1900 | _1900
_1900 | _1900
_1900 | _1900
_1900 | _1900
_1900 | _1900
_1900 | _1900
_1900 | _1900
_1900 | _1900
_1900 | _1900
_1900 | _1900
_1900 | _1900
_1900 | _1900
_1900 | _1900
_1900 | _1900
_1900 | _1900
_1900 | _1900
_1900 | _1900
_1900 | _1900
_1900 | _1900
_1900 | _1900
_1900 | _1900
_1900 | _1900
_1900 | _1900
_1900 | _1900
_1900 | _1900
_1900 | _1900
_1900 | _1900
_1900 | _1900
_1900 | _1900
_1900 | _1900
_1900 | _1900
_1900 | _1900
_1900 | _1900
_1900 | _1900
_1900 | _1900
_1900 | _1900
_1900 | _1900
_1900 | _1900
_1900 | _1900
_1900 | _1900
_1900 | _1900
_1900 | _1900
_1900 | _1900
_1900 | _1900
_1900 | _1900
_1900 | _1900
_1900 | _1900
_1900 | _1900
_1900 | _1900
_1900 | _1900
_1900 | _1900
_1900 | _1900
_1900 | _1900
_1900 | _1900
_1900 | _1900
_1900 | _1900
_1900 | _1900
_1900 | _1900
_1900 | _1900
_1900 | _1900
_1900 | _1900
_1900 | _1900
_1900 | _1900
_1900 | _1900
_1900 | _1900
_1900 | _1900
_1900 | _1900
_1900 | _1900
_1900 | _1900
_1900 | _1900
_1900 | _1900
_1900 | _1900
_1900 | _1900
_1900 | _1900
_1900 | _1900
_1900 | _1900
_1900 | _1900
_1900 | _1900
_1900 | _1900
_1900 | _1900
_1900 | _1900
_1900 | _1900
_1900 | _1900
_1900 | _1900
_1900 | _1900
_1900 | _1900
_1900 | _1900
_1900 | _1900
_1900 | _1900
_1900 | _1900
_1900 | _1900
_1900 | _1900
_1900 | _1900
_1900 | _1900
_1900 | _1900
_1900 | _1900
_1900 | _1900
_1900 | _1900
_1900 | _1900
_1900 | _1900
_1900 | _1900
_1900 | _1900
_1900 | _1900
_1900 | _1900
_1900 | _1900
_1900 | _1900
_1900 | _1900
_1900 | _1900
_1900 | _1900
_1900 | _1900
_1900 | _1900
_1900 | _1900
_1900 | _1900
_1900 | _1900
_1900 | _1900
_1900 | _1900
_1900 | _1900
_1900 | _1900
_1900 | _1900
_1900 | _1900
_1900 | _1900
_1900 | _1900
_1900 | _1900
_1900 | _1900
_1900 | _1900
_1900 | _1900
_1900 | _1900
_1900 | _1900
_1900 | _1900
_1900 | _1900
_1900 | _1900
_1900 | _1900
_1900 | _1900
_1900 | _1900
_1900 | _1900
_1900 | _1900
_1900 | _1900
_1900 | _1900
_1900 | _1900
_1900 | _1900
_1900 | _1900
_1900 | _1900
_1900 | _1900
_1900 | _1900
_1900 | _1900
_1900 | _1900
_1900 | _1900
_1900 | _1900
_1900 | _1900
_1900 | _1900
_1900 | _1900
_1900 | _1900
_1900 | _1900
_1900 | _1900
_1900 | _1900
_1900 | _1900
_1900 | _1900
_1900 | _1900
_1900 | _1900
_1900 | _1900
_1900 | _1900
_1900 | _1900
_1900 | _1900
_1900 | _1900
_1900 | _1900
_1900 | _1900
_1900 | _1900
_1900 | _1900
_1900 | _1900
_1900 | _1900
_1900 | _1900
_1900 | _1900
_1900 | _1900
_1900 | _1900
_1900 | _1900
_1900 | _1900
_1900 | _1900
_1900 | _1900
_1900 | _1900
_1900 | _1900
_1900 | _1900
_1900 | _1900
_1900 | _1900
_1900 | _1900
_1900 | _1900
_1900 | _1900
_1900 | _1900
_1900 | _1900
_1900 | _1900
_1900 | _1900
_1900 | _1900
_1900 | _1900
_1900 | _1900
_1900 | _1900
_1900 | _1900
_1900 | _1900
_1900 | _1900
_1900 | _1900
_1900 | _1900
_1900 | _1900
_1900 | _1900
_1900 | _1900
_1900 | _1900
_1900 | _1900
_1900 | _1900
_1900 | _1900
_1900 | _1900
_1900 | _1900
_1900 | _1900
_1900 | _1900
_1900 | _1900
_1900 | _1900
_1900 | _1900
_1900 | _1900
_1900 | _1900
_1900 | _1900
_1900 | _1900
_1900 | _1900
_1900 | _1900
_1900 | _1900
_1900 | _1900
_1900 | _1900
_1900 | _1900
_1900 | _1900
_1900 | _1900
_1900 | _1900
_1900 | _1900
_1900 | _1900
_1900 | _1900
_1900 | _1900
_1900 | _1900
_1900 | _1900
_1900 | _1900
_1900 | _1900
_1900 | _1900
_1900 | _1900
_1900 | _1900
_1900 | _1900
_1900 | _1900
_1900 | _1900
_1900 | _1900
_1900 | _1900
_1900 | _1900
_1900 | _1900
_1900 | _1900
_1900 | _1900
_1900 | _1900
_1900 | _1900
_1900 | _1900
_1900 | _1900
_1900 | _1900
_1900 | _1900
_1900 | _1900
_1900 | _1900
_1900 | _1900
_1900 | _1900
_1900 | _1900
_1900 | _1900
_1900 | _1900
_1900 | _1900
_1900 | _1900
_1900 | _1900
_1900 | _1900
_1900 | _1900
_1900 | _1900
_1900 | _1900
_1900 | _1900
_1900 | _1900
_1900 | _1900
_1900 | _1900
_1900 | _1900
_1900 | _1900
_1900 | _1900
_1900 | _1900
_1900 | _1900
_1900 | _1900
_1900 | _1900
_1900 | _1900
_1900 | _1900
_1900 | _1900
_1900 | _1900
_1900 | _1900
_1900 | _1900
_1900 | _1900
_1900 | _1900
_1900 | _1900
_1900 | _1900
_1900 | _1900
_1900 | _1900
_1900 | _1900
_1900 | _1900
_1900 | _1900
_1900 | _1900
_1900 | _1900
_1900 | _1900
_1900 | _1900
_1900 | _1900
_1900 | _1900
_1900 | _1900
_1900 | _1900
_1900 | _1900
_1900 | _1900
_1900 | _1900
_1900 | _1900
_1900 | _1900
_1900 | _1900
_1900 | _1900
_1900 | _1900
_1900 | _1900
_1900 | _1900
_1900 | _1900
_1900 | _1900
_1900 | _1900
_1900 | _1900
_1900 | _1900
_1900 | _1900
_1900 | _1900
_1900 | _1900
_1900 | _1900
_1900 | _1900
_1900 | _1900
_1900 | _1900
_1900 | _1900
_1900 | _1900
_1900 | _1900
_1900 | _1900
_1900 | _1900
_1900 | _1900
_1900 | _1900
_1900 | _1900
_1900 | _1900
_1900 | _1900
_1900 | _1900
_1900 | _1900
_1900 | _1900
_1900 | _1900
_1900 | _1900
_1900 | _1900
_1900 | _1900
_1900 | _1900
_1900 | _1900
_1900 | _1900
_1900 | _1900
_1900 | _1900
_1900 | _1900
_1900 | _1900
_1900 | _1900
_1900 | _1900
_1900 | _1900
_1900 | _1900
_1900 | _1900
_1900 | _1900
_1900 | _1900
_1900 | _1900
_1900 | _1900
_1900 | _1900
_1900 | _1900
_1900 | _1900
_1900 | _1900
_1900 | _1900
_1900 | _1900
_1900 | _1900
_1900 | _1900
_1900 | _1900
_1900 | _1900
_1900 | _1900
_1900 | _1900
_1900 | _1900
_1900 | _1900
_1900 | _1900
_1900 | _1900
_1900 | _1900
_1900 | _1900
_1900 | _1900
_1900 | _1900
_1900 | _1900
_1900 | _1900
_1900 | _1900
_1900 | _1900
_1900 | _1900
_1900 | _1900
_1900 | _1900
_1900 | _1900
_1900 | _1900
_1900 | _1900
_1900 | _1900
_1900 | _1900
_1900 | _1900
_1900 | _1900
_1900 | _1900
_1900 | _1900
_1900 | _1900
_1900 | _1900
_1900 | _1900
_1900 | _1900
_1900 | _1900
_1900 | _1900
_1900 | _1900
_1900 | _1900
_1900 | _1900
_1900 | _1900
_1900 | _1900
_1900 | _1900
_1900 | _1900
_1900 | _1900
_1900 | _1900
_1900 | _1900
_1900 | _1900
_1900 | _1900
_1900 | _1900
_1900 | _1900
_1900 | _1900
_1900 | _1900
_1900 | _1900
_1900 | _1900
_1900 | _1900
_1900 | _1900
_1900 | _1900
_1900 | _1900
_1900 | _1900
_1900 | _1900
_1900 | _1900
_1900 | _1900
_1900 | _1900
_1900 | _1900
_1900 | _1900
_1900 | _1900
_1900 | _1900
_1900 | _1900
_1900 | _1900
_1900 | _1900
_1900 | _1900
_1900 | _1900
_1900 | _1900
_1900 | _1900
_1900 | _1900
_1900 | _1900
_1900 | _1900
_1900 | _1900
_1900 | _1900
_1900 | _1900
_1900 | _1900
_1900 | _1900
_1900 | _1900
_1900 | _1900
_1900 | _1900
_1900 | _1900
_1900 | _1900
_1900 | _1900
_1900 | _1900
_1900 | _1900
_1900 | _1900
_1900 | _1900
_1900 | _1900
_1900 | _1900
_1900 | _1900
_1900 | _1900
_1900 | _1900
_1900 | _1900
_1900 | _1900
_1900 | _1900
_1900 | _1900
_1900 | _1900
_1900 | _1900
_1900 | _1900
_1900 | _1900
_1900 | _1900
_1900 | _1900
_1900 | _1900
_1900 | _1900
_1900 | _1900
_1900 | _1900
_1900 | _1900
_1900 | _1900
_1900 | _1900
_1900 | _1900
_1900 | _1900
_1900 | _1900
_1900 | _1900
_1900 | _1900
_1900 | _1900
_1900 | _1900
_1900 | _1900
_1900 | _1900
_1900 | _1900
_1900 | _1900
_1900 | _1900
_1900 | _1900
_1900 | _1900
_1900 | _1900
_1900 | _1900
_1900 | _1900
_1900 | _1900
_1900 | _1900
_1900 | _1900
_1900 | _1900
_1900 | _1900
_1900 | _1900
_1900 | _1900
_1900 | _1900
_1900 | _1900
_1900 | _1900
_1900 | _1900
_1900 | _1900
_1900 | _1900
_1900 | _1900
_1900 | _1900
_1900 | _1900
_1900 | _1900
_1900 | _1900
_1900 | _1900
_1900 | _1900
_1900 | _1900
_1900 | _1900
_1900 | _1900
_1900 | _1900
_1900 | _1900
_1900 | _1900
_1900 | _1900
_1900 | _1900
_1900 | _1900
_1900 | _1900
_1900 | _1900
_1900 | _1900
_1900 | _1900
_1900 | _1900
_1900 | _1900
_1900 | _1900
_1900 | _1900
_1900 | _1900
_1900 | _1900
_1900 | _1900
_1900 | _1900
_1900 | _1900
_1900 | _1900
_1900 | _1900
_1900 | _1900
_1900 | _1900
_1900 | _1900
_1900 | _1900
_1900 | _1900
_1900 | _1900
_1900 | _1900
_1900 | _1900
_1900 | _1900
_1900 | _1900
_1900 | _1900
_1900 | _1900
_1900 | _1900
_1900 | _1900
_1900 | _1900
_1900 | _1900
_1900 | _1900
_1900 | _1900
_1900 | _1900
_1900 | _1900
_1900 | _1900
_1900 | _1900
_1900 | _1900
_1900 | _1900
_1900 | _1900
_1900 | _1900
_1900 | _1900
_1900 | _1900
_1900 | _1900
_1900 | _1900
_1900 | _1900
_1900 | _1900
_1900 | _1900
_1900 | _1900
_1900 | _1900
_1900 | _1900
_1900 | _1900
_1900 | _1900
_1900 | _1900
_1900 | _1900
_1900 | _1900
_1900 | _1900
_1900 | _1900
_1900 | _1900
_1900 | _1900
_1900 | _1900
_1900 | _1900
_1900 | _1900
_1900 | _1900
_1900 | _1900
_1900 | _1900
_1900 | _1900
_1900 | _1900
_1900 | _1900
_1900 | _1900
_1900 | _1900
_1900 | _1900
_1900 | _1900
_1900 | _1900
_1900 | _1900
_1900 | _1900
_1900 | _1900
_1900 | _1900
_1900 | _1900
_1900 | _1900
_1900 | _1900
_1900 | _1900
_1900 | _1900
_1900 | _1900
_1900 | _1900
_1900 | _1900
_1900 | _1900
_1900 | _1900
_1900 | _1900
_1900 | _1900
_1900 | _1900
_1900 | _1900
_1900 | _1900
_1900 | _1900
_1900 | _1900
_1900 | _1900
_1900 | _1900
_1900 | _1900
_1900 | _1900
_1900 | _1900
_1900 | _1900
_1900 | _1900
_1900 | _1900
_1900 | _1900
_1900 | _1900
_1900 | _1900
_1900 | _1900
_1900 | _1900
_1900 | _1900
_1900 | _1900
_1900 | _1900
_1900 | _1900
_1900 | _1900
_1900 | _1900
_1900 | _1900
_1900 | _1900
_1900 | _1900
_1900 | _1900
_1900 | _1900
_1900 | _1900
_1900 | _1900
_1900 | _1900
_1900 | _1900
_1900 | _1900
_1900 | _1900
_1900 | _1900
_1900 | _1900
_1900 | _1900
_1900 | _1900
_1900 | _1900
_1900 | _1900
_1900 | _1900
_1900 | _1900
_1900 | _1900
_1900 | _1900
_1900 | _1900
_1900 | _1900
_1900 | _1900
_1900 | _1900
_1900 | _1900
_1900 | _1900
_1900 | _1900
_1900 | _1900
_1900 | _1900
_1900 | _1900
_1900 | _1900
_1900 | _1900
_1900 | _1900
_1900 | _1900
_1900 | _1900
_1900 | _1900
_1900 | _1900
_1900 | _1900
_1900 | _1900
_1900 | _1900
_1900 | _1900
_1900 | _1900
_1900 | _1900
_1900 | _1900
_1900 | _1900
_1900 | _1900
_1900 | _1900
_1900 | _1900
_1900 | _1900
_1900 | _1900
_1900 | _1900
_1900 | _1900
_1900 | _1900
_1900 | _1900
_1900 | _1900
_1900 | _1900
_1900 | _1900
_1900 | _1900
_1900 | _1900
_1900 | _1900
_1900 | _1900
_1900 | _1900
_1900 | _1900
_1900 | _1900
_1900 | _1900
_1900 | _1900
_1900 | _1900
_1900 | _1900
_1900 | _1900
_1900 | _1900
_1900 | _1900
_1900 | _1900
_1900 | _1900
_1900 | _1900
_1900 | _1900
_1900 | _1900
_1900 | _1900
_1900 | _1900
_1900 | _1900
_1900 | _1900
_1900 | _1900
_1900 | _1900
_1900 | _1900
_1900 | _1900
_1900 | _1900
_1900 | _1900
_1900 | _1900
_1900 | _1900
_1900 | _1900
_1900 | _1900
_1900 | _1900
_1900 | _1900
_1900 | _1900
_1900 | _1900
_1900 | _1900
_1900 | _1900
_1900 | _1900
_1900 | _1900
_1900 | _1900
_1900 | _1900
_1900 | _1900
_1900 | _1900
_1900 | _1900
_1900 | _1900
_1900 | _1900
_1900 | _1900
_1900 | _1900
_1900 | _1900
_1900 | _1900
_1900 | _1900
_1900 | _1900
_1900 | _1900
_1900 | _1900
_1900 | _1900
_1900 | _1900
_1900 | _1900
_1900 | _1900
_1900 | _1900
_1900 | _1900
_1900 | _1900
_1900 | _1900
_1900 | _1900
_1900 | _1900
_1900 | _1900
_1900 | _1900
_1900 | _1900
_1900 | _1900
_1900 | _1900
_1900 | _1900
_1900 | _1900
_1900 | _1900
_1900 | _1900
_1900 | _1900
_1900 | _1900
_1900 | _1900
_1900 | _1900
_1900 | _1900
_1900 | _1900
_1900 | _1900
_1900 | _1900
_1900 | _1900
_1900 | _1900
_1900 | _1900
_1900 | _1900
_1900 | _1900
_1900 | _1900
_1900 | _1900
_1900 | _1900
_1900 | _1900
_1900 | _1900
_1900 | _1900
_1900 | _1900
_1900 | _1900
_1900 | _1900
_1900 | _1900
_1900 | _1900
_1900 | _1900
_1900 | _1900
_1900 | _1900
_1900 | _1900
_1900 | _1900
_1900 | _1900
_1900 | _1900
_1900 | _1900
_1900 | _1900
_1900 | _1900
_1900 | _1900
_1900 | _1900
_1900 | _1900
_1900 | _1900
_1900 | _1900
_1900 | _1900
_1900 | _1900
_1900 | _1900
_1900 | _1900
_1900 | _1900
_1900 | _1900
_1900 | _1900
_1900 | _1900
_1900 | _1900
_1900 | _1900
_1900 | _1900
_1900 | _1900
_1900 | _1900
_1900 | _1900
_1900 | _1900
_1900 | _1900
_1900 | _1900
_1900 | _1900
_1900 | _1900
_1900 | _1900
_1900 | _1900
_1900 | _1900
_1900 | _1900
_1900 | _1900
_1900 | _1900
_1900 | _1900
_1900 | _1900
_1900 | _1900
_1900 | _1900
_1900 | _1900
_1900 | _1900
_1900 | _1900
_1900 | _1900
_1900 | _1900
_1900 | _1900
_1900 | _1900
_1900 | _1900
_1900 | _1900
_1900 | _1900
_1900 | _1900
_1900 | _1900
_1900 | _1900
_1900 | _1900
_1900 | _1900
_1900 | _1900
_1900 | _1900
_1900 | _1900
_1900 | _1900
_1900 | _1900
_1900 | _1900
_1900 | _1900
_1900 | _1900
_1900 | _1900
_1900 | _1900
_1900 | _1900
_1900 | _1900
_1900 | _1900
_1900 | _1900
_1900 | _1900
_1900 | _1900
_1900 | _1900
_1900 | _1900
_1900 | _1900
_1900 | _1900
_1900 | _1900
_1900 | _1900
_1900 | _1900
_1900 | _1900
_1900 | _1900
_1900 | _1900
_1900 | _1900
_1900 | _1900
_1900 | _1900
_1900 | _1900
_1900 | _1900
_1900 | _1900
_1900 | _1900
_1900 | _1900
_1900 | _1900
_1900 | _1900
_1900 | _1900
_1900 | _1900
_1900 | _1900
_1900 | _1900
_1900 | _1900
_1900 | _1900
_1900 | _1900
_1900 | _1900
_1900 | _1900
_1900 | _1900
_1900 | _1900
_1900 | _1900
_1900 | _1900
_1900 | _1900
_1900 | _1900
_1900 | _1900
_1900 | _1900
_1900 | _1900
_1900 | _1900
_1900 | _1900
_1900 | _1900
_1900 | _1900
_1900 | _1900
_1900 | _1900
_1900 | _1900
_1900 | _1900
_1900 | _1900
_1900 | _1900
_1900 | _1900
_1900 | _1900
_1900 | _1900
_1900 | _1900
_1900 | _1900
_1900 | _1900
_1900 | _1900
_1900 | _1900
_1900 | _1900
_1900 | _1900
_1900 | _1900
_1900 | _1900
_1900 | _1900
_1900 | _1900
_1900 | _1900
_1900 | _1900
_1900 | _1900
_1900 | _1900
_1900 | _1900
_1900 | _1900
_1900 | _1900
_1900 | _1900
_1900 | _1900
_1900 | _1900
_1900 | _1900
_1900 | _1900
_1900 | _1900
_1900 | _1900
_1900 | _1900
_1900 | _1900
_1900 | _1900
_1900 | _1900
_1900 | _1900
_1900 | _1900
_1900 | _1900
_1900 | _1900
_1900 | _1900
_1900 | _1900
_1900 | _1900
_1900 | _1900
_1900 | _1900
_1900 | _1900
_1900 | _1900
_1900 | _1900
_1900 | _1900
_1900 | _1900
_1900 | _1900
_1900 | _1900
_1900 | _1900
_1900 | _1900
_1900 | _1900
_1900 | _1900
_1900 | _1900
_1900 | _1900
_1900 | _1900
_1900 | _1900
_1900 | _1900
_1900 | _1900
_1900 | _1900
_1900 | _1900
_1900 | _1900
_1900 | _1900
_1900 | _1900
_1900 | _1900
_1900 | _1900
_1900 | _1900
_1900 | _1900
_1900 | _1900
_1900 | _1900
_1900 | _1900
_1900 | _1900
_1900 | _1900
_1900 | _1900
_1900 | _1900
_1900 | _1900
_1900 | _1900
_1900 | _1900
_1900 | _1900
_1900 | _1900
_1900 | _1900
_1900 | _1900
_1900 | _1900
_1900 | _1900
_1900 | _1900
_1900 | _1900
_1900 | _1900
_1900 | _1900
_1900 | _1900
_1900 | _1900
_1900 | _1900
_1900 | _1900
_1900 | _1900
_1900 | _1900
_1900 | _1900
_1900 | _1900
_1900 | _1900
_1900 | _1900
_1900 | _1900
_1900 | _1900
_1900 | _1900
_1900 | _1900
_1900 | _1900
_1900 | _1900
_1900 | _1900
_1900 | _1900
_1900 | _1900
_1900 | _1900
_1900 | _1900
_1900 | _1900
_1900 | _1900
_1900 | _1900
_1900 | _1900
_1900 | _1900
_1900 | _1900
_1900 | _1900
_1900 | _1900
_1900 | _1900
_1900 | _1900
_1900 | _1900
_1900 | _1900
_1900 | _1900
_1900 | _1900
_1900 | _1900
_1900 | _1900
_1900 | _1900
_1900 | _1900
_1900 | _1900
_1900 | _1900
_1900 | _1900
_1900 | _1900
_1900 | _1900
_1900 | _1900
_1900 | _1900
_1900 | _1900
_1900 | _1900
_1900 | _1900
_1900 | _1900
_1900 | _1900
_1900 | _1900
_1900 | _1900
_1900 | _1900
_1900 | _1900
_1900 | _1900
_1900 | _1900
_1900 | _1900
_1900 | _1900
_1900 | _1900
_1900 | _1900
_1900 | _1900
_1900 | _1900
_1900 | _1900
_1900 | _1900
_1900 | _1900
_1900 | _1900
_1900 | _1900
_1900 | _1900
_1900 | _1900
_1900 | _1900
_1900 | _1900
_1900 | _1900
_1900 | _1900
_1900 | _1900
_1900 | _1900
_1900 | _1900
_1900 | _1900
_1900 | _1900
_1900 | _1900
_1900 | _1900
_1900 | _1900
_1900 | _1900
_1900 | _1900
_1900 | _1900
_1900 | _1900
_1900 | _1900
_1900 | _1900
_1900 | _1900
_1900 | _1900
_1900 | _1900
_1900 | _1900
_1900 | _1900
_1900 | _1900
_1900 | _1900
_1900 | _1900
_1900 | _1900
_1900 | _1900
_1900 | _1900
_1900 | _1900
_1900 | _1900
_1900 | _1900
_1900 | _1900
_1900 | _1900
_1900 | _1900
_1900 | _1900
_1900 | _1900
_1900 | _1900
_1900 | _1900
_1900 | _1900
_1900 | _1900
_1900 | _1900
_1900 | _1900
_1900 | _1900
_1900 | _1900
_1900 | _1900
_1900 | _1900
_1900 | _1900
_1900 | _1900
_1900 | _1900
_1900 | _1900
_1900 | _1900
_1900 | _1900
_1900 | _1900
_1900 | _1900
_1900 | _1900
_1900 | _1900
_1900 | _1900
_1900 | _1900
_1900 | _1900
_1900 | _1900
_1900 | _1900
_1900 | _1900
_1900 | _1900
_1900 | _1900
_1900 | _1900
_1900 | _1900

## Planbuilder
Collection | Parent Object | Child Object | Property | Value | Data File | Units | Band | Date From | Date To | Timeslice | Scenario
Batteries | System | Build Battery-Gen 2026 | Units | 0 |  | - | 1 | 2026-01-01 |  |  | MOW MEEIA
Batteries | System | Build Battery-Gen 2027 | Units | 0 |  | - | 1 | 2027-01-01 |  |  | MOW MEEIA
Batteries | System | Build Battery-Gen 2028 | Units | 0 |  | - | 1 | 2028-01-01 |  |  | MOW MEEIA
Batteries | System | Build Battery-Gen 2029 | Units | 0 |  | - | 1 | 2029-01-01 |  |  | MOW MEEIA
Batteries | System | Build Battery-Gen 2030 | Units | 0 |  | - | 1 | 2030-01-01 |  |  | MOW MEEIA
Batteries | System | Build Battery-Gen 2031 | Units | 0 |  | - | 1 | 2031-01-01 |  |  | MOW MEEIA
Batteries | System | Build Battery-Gen 2032 | Units | 0 |  | - | 1 | 2032-01-01 |  |  | MOW MEEIA
Batteries | System | Build Battery-Gen 2033 | Units | 0 |  | - | 1 | 2033-01-01 |  |  | MOW MEEIA
Batteries | System | Build Battery-Gen 2034 | Units | 0 |  | - | 1 | 2034-01-01 |  |  | MOW MEEIA
Batteries | System | Build Battery-Gen 2035 | Units | 0 |  | - | 1 | 2035-01-01 |  |  | MOW MEEIA
Batteries | System | Build Battery-Gen 2036 | Units | 0 |  | - | 1 | 2036-01-01 |  |  | MOW MEEIA
Batteries | System | Build Battery-Gen 2037 | Units | 0 |  | - | 1 | 2037-01-01 |  |  | MOW MEEIA
Batteries | System | Build Battery-Gen 2038 | Units | 0 |  | - | 1 | 2038-01-01 |  |  | MOW MEEIA
Batteries | System | Build Battery-Gen 2039 | Units | 0 |  | - | 1 | 2039-01-01 |  |  | MOW MEEIA
Batteries | System | Build Battery-Gen 2040 | Units | 0 |  | - | 1 | 2040-01-01 |  |  | MOW MEEIA
Batteries | System | Build Battery-Gen 2041 | Units | 0 |  | - | 1 | 2041-01-01 |  |  | MOW MEEIA
Batteries | System | Build Battery-Gen 2042 | Units | 0 |  | - | 1 | 2042-01-01 |  |  | MOW MEEIA
Batteries | System | Build Battery-Gen 2043 | Units | 0 |  | - | 1 | 2043-01-01 |  |  | MOW MEEIA
Batteries | System | Build Battery-Wind 2026 | Units | 0 |  | - | 1 | 2026-01-01 |  |  | MOW MEEIA
Batteries | System | Build Battery-Wind 2027 | Units | 0 |  | - | 1 | 2027-01-01 |  |  | MOW MEEIA
Batteries | System | Build Battery-Wind 2028 | Units | 0 |  | - | 1 | 2028-01-01 |  |  | MOW MEEIA
Batteries | System | Build Battery-Wind 2029 | Units | 0 |  | - | 1 | 2029-01-01 |  |  | MOW MEEIA
Batteries | System | Build Battery-Wind 2030 | Units | 0 |  | - | 1 | 2030-01-01 |  |  | MOW MEEIA
Batteries | System | Build Battery-Wind 2031 | Units | 0 |  | - | 1 | 2031-01-01 |  |  | MOW MEEIA
Batteries | System | Build Battery-Wind 2032 | Units | 0 |  | - | 1 | 2032-01-01 |  |  | MOW MEEIA
Batteries | System | Build Battery-Wind 2033 | Units | 0 |  | - | 1 | 2033-01-01 |  |  | MOW MEEIA
Batteries | System | Build Battery-Wind 2034 | Units | 0 |  | - | 1 | 2034-01-01 |  |  | MOW MEEIA
Batteries | System | Build Battery-Wind 2035 | Units | 0 |  | - | 1 | 2035-01-01 |  |  | MOW MEEIA
Batteries | System | Build Battery-Wind 2036 | Units | 0 |  | - | 1 | 2036-01-01 |  |  | MOW MEEIA
Batteries | System | Build Battery-Wind 2037 | Units | 0 |  | - | 1 | 2037-01-01 |  |  | MOW MEEIA
Batteries | System | Build Battery-Wind 2038 | Units | 0 |  | - | 1 | 2038-01-01 |  |  | MOW MEEIA
Batteries | System | Build Battery-Wind 2039 | Units | 0 |  | - | 1 | 2039-01-01 |  |  | MOW MEEIA
Batteries | System | Build Battery-Wind 2040 | Units | 0 |  | - | 1 | 2040-01-01 |  |  | MOW MEEIA
Batteries | System | Build Battery-Wind 2041 | Units | 0 |  | - | 1 | 2041-01-01 |  |  | MOW MEEIA
Batteries | System | Build Battery-Wind 2042 | Units | 0 |  | - | 1 | 2042-01-01 |  |  | MOW MEEIA
Batteries | System | Build Battery-Wind 2043 | Units | 0 |  | - | 1 | 2043-01-01 |  |  | MOW MEEIA
Generators | System | Build CC 2028 | Units | 0 |  | - | 1 | 2028-01-01 |  |  | MOW MEEIA
Generators | System | Build CC 2029 | Units | 0 |  | - | 1 | 2029-01-01 |  |  | MOW MEEIA
Generators | System | Build CC 2030 | Units | 1 |  | - | 1 | 2030-01-01 |  |  | MOW MEEIA
Generators | System | Build CC 2031 | Units | 0 |  | - | 1 | 2031-01-01 |  |  | MOW MEEIA
Generators | System | Build CC 2032 | Units | 0 |  | - | 1 | 2032-01-01 |  |  | MOW MEEIA
Generators | System | Build CC 2033 | Units | 0 |  | - | 1 | 2033-01-01 |  |  | MOW MEEIA
Generators | System | Build CC 2034 | Units | 0 |  | - | 1 | 2034-01-01 |  |  | MOW MEEIA
Generators | System | Build CC 2035 | Units | 0 |  | - | 1 | 2035-01-01 |  |  | MOW MEEIA
Generators | System | Build CC 2036 | Units | 0 |  | - | 1 | 2036-01-01 |  |  | MOW MEEIA
Generators | System | Build CC 2037 | Units | 0 |  | - | 1 | 2037-01-01 |  |  | MOW MEEIA
Generators | System | Build CC 2038 | Units | 0 |  | - | 1 | 2038-01-01 |  |  | MOW MEEIA
Generators | System | Build CC 2039 | Units | 1 |  | - | 1 | 2039-01-01 |  |  | MOW MEEIA
Generators | System | Build CC 2040 | Units | 0 |  | - | 1 | 2040-01-01 |  |  | MOW MEEIA
Generators | System | Build CC 2041 | Units | 0 |  | - | 1 | 2041-01-01 |  |  | MOW MEEIA
Generators | System | Build CC 2042 | Units | 0 |  | - | 1 | 2042-01-01 |  |  | MOW MEEIA
Generators | System | Build CC 2043 | Units | 0 |  | - | 1 | 2043-01-01 |  |  | MOW MEEIA
Generators | System | Build CT 2028 | Units | 0 |  | - | 1 | 2028-01-01 |  |  | MOW MEEIA
Generators | System | Build CT 2029 | Units | 1 |  | - | 1 | 2029-01-01 |  |  | MOW MEEIA
Generators | System | Build CT 2030 | Units | 0 |  | - | 1 | 2030-01-01 |  |  | MOW MEEIA
Generators | System | Build CT 2031 | Units | 0 |  | - | 1 | 2031-01-01 |  |  | MOW MEEIA
Generators | System | Build CT 2032 | Units | 0 |  | - | 1 | 2032-01-01 |  |  | MOW MEEIA
Generators | System | Build CT 2033 | Units | 0 |  | - | 1 | 2033-01-01 |  |  | MOW MEEIA
Generators | System | Build CT 2034 | Units | 0 |  | - | 1 | 2034-01-01 |  |  | MOW MEEIA
Generators | System | Build CT 2035 | Units | 0 |  | - | 1 | 2035-01-01 |  |  | MOW MEEIA
Generators | System | Build CT 2036 | Units | 0 |  | - | 1 | 2036-01-01 |  |  | MOW MEEIA
Generators | System | Build CT 2037 | Units | 0 |  | - | 1 | 2037-01-01 |  |  | MOW MEEIA
Generators | System | Build CT 2038 | Units | 0 |  | - | 1 | 2038-01-01 |  |  | MOW MEEIA
Generators | System | Build CT 2039 | Units | 0 |  | - | 1 | 2039-01-01 |  |  | MOW MEEIA
Generators | System | Build CT 2040 | Units | 0 |  | - | 1 | 2040-01-01 |  |  | MOW MEEIA
Generators | System | Build CT 2041 | Units | 0 |  | - | 1 | 2041-01-01 |  |  | MOW MEEIA
Generators | System | Build CT 2042 | Units | 0 |  | - | 1 | 2042-01-01 |  |  | MOW MEEIA
Generators | System | Build CT 2043 | Units | 0 |  | - | 1 | 2043-01-01 |  |  | MOW MEEIA
Generators | System | Build Solar 2026 | Units | 0 |  | - | 1 | 2026-01-01 |  |  | MOW MEEIA
Generators | System | Build Solar 2027 | Units | 1 |  | - | 1 | 2027-01-01 |  |  | MOW MEEIA
Generators | System | Build Solar 2028 | Units | 0 |  | - | 1 | 2028-01-01 |  |  | MOW MEEIA
Generators | System | Build Solar 2029 | Units | 0 |  | - | 1 | 2029-01-01 |  |  | MOW MEEIA
Generators | System | Build Solar 2030 | Units | 0 |  | - | 1 | 2030-01-01 |  |  | MOW MEEIA
Generators | System | Build Solar 2031 | Units | 0 |  | - | 1 | 2031-01-01 |  |  | MOW MEEIA
Generators | System | Build Solar 2032 | Units | 0 |  | - | 1 | 2032-01-01 |  |  | MOW MEEIA
Generators | System | Build Solar 2033 | Units | 0 |  | - | 1 | 2033-01-01 |  |  | MOW MEEIA
Generators | System | Build Solar 2034 | Units | 0 |  | - | 1 | 2034-01-01 |  |  | MOW MEEIA
Generators | System | Build Solar 2035 | Units | 0 |  | - | 1 | 2035-01-01 |  |  | MOW MEEIA
Generators | System | Build Solar 2036 | Units | 0 |  | - | 1 | 2036-01-01 |  |  | MOW MEEIA
Generators | System | Build Solar 2037 | Units | 0 |  | - | 1 | 2037-01-01 |  |  | MOW MEEIA
Generators | System | Build Solar 2038 | Units | 0 |  | - | 1 | 2038-01-01 |  |  | MOW MEEIA
Generators | System | Build Solar 2039 | Units | 0 |  | - | 1 | 2039-01-01 |  |  | MOW MEEIA
Generators | System | Build Solar 2040 | Units | 0 |  | - | 1 | 2040-01-01 |  |  | MOW MEEIA
Generators | System | Build Solar 2041 | Units | 0 |  | - | 1 | 2041-01-01 |  |  | MOW MEEIA
Generators | System | Build Solar 2042 | Units | 0 |  | - | 1 | 2042-01-01 |  |  | MOW MEEIA
Generators | System | Build Solar 2043 | Units | 0 |  | - | 1 | 2043-01-01 |  |  | MOW MEEIA
Generators | System | Build Wind 2025 | Units | 0 |  | - | 1 | 2025-01-01 |  |  | MOW MEEIA
Generators | System | Build Wind 2026 | Units | 0 |  | - | 1 | 2026-01-01 |  |  | MOW MEEIA
Generators | System | Build Wind 2027 | Units | 0 |  | - | 1 | 2027-01-01 |  |  | MOW MEEIA
Generators | System | Build Wind 2028 | Units | 0 |  | - | 1 | 2028-01-01 |  |  | MOW MEEIA
Generators | System | Build Wind 2029 | Units | 0 |  | - | 1 | 2029-01-01 |  |  | MOW MEEIA
Generators | System | Build Wind 2030 | Units | 0 |  | - | 1 | 2030-01-01 |  |  | MOW MEEIA
Generators | System | Build Wind 2031 | Units | 1 |  | - | 1 | 2031-01-01 |  |  | MOW MEEIA
Generators | System | Build Wind 2032 | Units | 1 |  | - | 1 | 2032-01-01 |  |  | MOW MEEIA
Generators | System | Build Wind 2033 | Units | 1 |  | - | 1 | 2033-01-01 |  |  | MOW MEEIA
Generators | System | Build Wind 2034 | Units | 1 |  | - | 1 | 2034-01-01 |  |  | MOW MEEIA
Generators | System | Build Wind 2035 | Units | 1 |  | - | 1 | 2035-01-01 |  |  | MOW MEEIA
Generators | System | Build Wind 2036 | Units | 0 |  | - | 1 | 2036-01-01 |  |  | MOW MEEIA
Generators | System | Build Wind 2037 | Units | 0 |  | - | 1 | 2037-01-01 |  |  | MOW MEEIA
Generators | System | Build Wind 2038 | Units | 0 |  | - | 1 | 2038-01-01 |  |  | MOW MEEIA
Generators | System | Build Wind 2039 | Units | 0 |  | - | 1 | 2039-01-01 |  |  | MOW MEEIA
Generators | System | Build Wind 2040 | Units | 0 |  | - | 1 | 2040-01-01 |  |  | MOW MEEIA
Generators | System | Build Wind 2041 | Units | 0 |  | - | 1 | 2041-01-01 |  |  | MOW MEEIA
Generators | System | Build Wind 2042 | Units | 1 |  | - | 1 | 2042-01-01 |  |  | MOW MEEIA
Generators | System | Build Wind 2043 | Units | 0 |  | - | 1 | 2043-01-01 |  |  | MOW MEEIA
Generators | System | Build SMR 2036 | Units | 0 |  | - | 1 | 2036-01-01 |  |  | MOW MEEIA
Generators | System | Build SMR 2037 | Units | 0 |  | - | 1 | 2037-01-01 |  |  | MOW MEEIA
Generators | System | Build SMR 2038 | Units | 0 |  | - | 1 | 2038-01-01 |  |  | MOW MEEIA
Generators | System | Build SMR 2039 | Units | 0 |  | - | 1 | 2039-01-01 |  |  | MOW MEEIA
Generators | System | Build SMR 2040 | Units | 0 |  | - | 1 | 2040-01-01 |  |  | MOW MEEIA
Generators | System | Build SMR 2041 | Units | 0 |  | - | 1 | 2041-01-01 |  |  | MOW MEEIA
Generators | System | Build SMR 2042 | Units | 0 |  | - | 1 | 2042-01-01 |  |  | MOW MEEIA
Generators | System | Build SMR 2043 | Units | 0 |  | - | 1 | 2043-01-01 |  |  | MOW MEEIA
Generators | System | G Dogwood | Units | 1 |  | - | 1 | 2024-01-01 |  |  | MOW MEEIA
Generators | System | MO West MAP | Units | 0 |  | - | 1 | 2023-01-01 |  |  | MOW MEEIA
Generators | System | MO West MAP DRDSR | Units | 0 |  | - | 1 | 2023-01-01 |  |  | MOW MEEIA
Generators | System | MO West RAP | Units | 0 |  | - | 1 | 2023-01-01 |  |  | MOW MEEIA
Generators | System | MO West RAP DRDSR | Units | 0 |  | - | 1 | 2023-01-01 |  |  | MOW MEEIA
Generators | System | MO West RAPminus | Units | 0 |  | - | 1 | 2023-01-01 |  |  | MOW MEEIA
Generators | System | MO West RAPminus DRDSR | Units | 0 |  | - | 1 | 2023-01-01 |  |  | MOW MEEIA
Generators | System | MO West RAPplus | Units | 0 |  | - | 1 | 2023-01-01 |  |  | MOW MEEIA
Generators | System | MO West RAPplus DRDSR | Units | 0 |  | - | 1 | 2023-01-01 |  |  | MOW MEEIA
Generators | System | J JEC2 NG | Units | 0 |  | - | 1 | 2039-01-01 |  |  | MOW MEEIA
Generators | System | J JEC3 NG | Units | 0 |  | - | 1 | 2030-01-01 |  |  | MOW MEEIA
Generators | System | Build Winter Capacity Only | Units | 112 |  | - | 1 | 2027-01-01 | 2027-12-31 |  | MOW MEEIA
Generators | System | Build Winter Capacity Only | Units | 102 |  | - | 1 | 2028-01-01 | 2028-12-31 |  | MOW MEEIA
Generators | System | Build Winter Capacity Only | Units | 332 |  | - | 1 | 2029-01-01 | 2029-12-31 |  | MOW MEEIA
Generators | System | Build Winter Capacity Only | Units | 76 |  | - | 1 | 2030-01-01 | 2030-12-31 |  | MOW MEEIA
Generators | System | J IATAN1 | Min Units Retired in Year | 0 |  | - | 1 | 2024-01-01 | 2039-12-31 |  | MOW MEEIA
Generators | System | J IATAN1 | Min Units Retired in Year | 1 |  | - | 1 | 2040-01-01 | 2040-12-31 |  | MOW MEEIA
Generators | System | J IATAN1 | Min Units Retired in Year | 0 |  | - | 1 | 2041-01-01 | 2042-12-31 |  | MOW MEEIA
Generators | System | J JEC1 | Min Units Retired in Year | 0 |  | - | 1 | 2024-01-01 | 2039-12-31 |  | MOW MEEIA
Generators | System | J JEC1 | Min Units Retired in Year | 1 |  | - | 1 | 2040-01-01 | 2040-12-31 |  | MOW MEEIA
Generators | System | J JEC1 | Min Units Retired in Year | 0 |  | - | 1 | 2041-01-01 | 2042-12-31 |  | MOW MEEIA
Generators | System | J JEC2 | Min Units Retired in Year | 0 |  | - | 1 | 2024-01-01 | 2030-12-31 |  | MOW MEEIA
Generators | System | J JEC2 | Min Units Retired in Year | 1 |  | - | 1 | 2031-01-01 | 2031-12-31 |  | MOW MEEIA
Generators | System | J JEC2 | Min Units Retired in Year | 0 |  | - | 1 | 2032-01-01 | 2042-12-31 |  | MOW MEEIA
Generators | System | J JEC3 | Min Units Retired in Year | 0 |  | - | 1 | 2024-01-01 | 2030-12-31 |  | MOW MEEIA
Generators | System | J JEC3 | Min Units Retired in Year | 1 |  | - | 1 | 2031-01-01 | 2031-12-31 |  | MOW MEEIA
Generators | System | J JEC3 | Min Units Retired in Year | 0 |  | - | 1 | 2032-01-01 | 2042-12-31 |  | MOW MEEIA
Generators | System | J IATAN2 | Max Units Retired | 1 |  | - | 1 |  |  |  | MOW MEEIA
Generators | System | J IATAN2 | Min Units Retired in Year | 0 |  | - | 1 | 2024-01-01 | 1900-12-31 |  | MOW MEEIA
Generators | System | J IATAN2 | Min Units Retired in Year | 1 |  | - | 1 | 1901-01-01 | 1901-12-31 |  | MOW MEEIA
Generators | System | J IATAN2 | Min Units Retired in Year | 0 |  | - | 1 | 1902-01-01 | 2042-12-31 |  | MOW MEEIA
ONLY IF THEY ARE IN THE MODEL
Formulas:
Date To = DATE(VLOOKUP([Child Object],Summary!$H3:I16,2,0),12,31)
Date To = DATE(YEAR([Date From]),12,31)
Date From = [Date To, row above]+1