## Extension Budget - Savings (hidden)
| MEEIA Cycle 2 Extension | 9 Month Extension | 9 Month Extension
| Budgets and Targets | Linear Scalar | Linear Scalar
| Extension to 12/31/19 and 9/30/19 options | 25% | 25%
|  | Extension | Extension
|  | Adder | Adder
|  | to 12/31/2019 | to 12/31/2019
GMO
2 | Business Energy Efficiency Rebate - Standard | 9677690.5021 | 1596.1594
3 | Business Energy Efficiency Rebate - Custom | 7519983.089 | 1939.5215
4 | Strategic Energy Management | 3031876.9602 | 710.4366
5 | Block Bidding | 4400986.7708 | 763
6 | Small Business Direct Install | 892490.8513 | 148.0952
7 | Business Programmable Thermostat | 19750.5 | 53.865
8 | Demand Response Incentive | 0 | 0
9 | Online Business Energy Audit | 0 | 0
10
11 | Home Lighting Rebate | 6322036.2 | 639.4781
12 | Home Appliance Recycling Rebate | 2026377.5 | 338.0225
13 | Home Energy Report | 0 | 0
14 | Income-Eligible Home Energy Report | 0 | 0
15 | Whole House Efficiency | 2903059.0587 | 930.0409
16 | Income-Eligible Multi-Family | 2503569.5562 | 339.1487
17 | Income-Eligible Weatherization | 0 | 0
18 | Residential Programmable Thermostat | 1536034.5 | 4189.185
19 | Online Home Energy Audit | 0 | 0
20 | Research & Pilot | 0
| Total | 40833855.4881 | 11646.9531
Kansas City Power & Light
2 | Business Energy Efficiency Rebate - Standard | 14592672.5555 | 2733.405
3 | Business Energy Efficiency Rebate - Custom | 11090365.01 | 3031.955
4 | Strategic Energy Management | 2256813.258 | 505.3485
5 | Block Bidding | 2514849.5833 | 436
6 | Small Business Direct Install | 877408.395 | 140.4842
7 | Business Programmable Thermostat | 24601.5 | 67.095
8 | Demand Response Incentive | 0 | 0
9 | Online Business Energy Audit | 0 | 0
10
11 | Home Lighting Rebate | 6173217.5625 | 624.4219
12 | Home Appliance Recycling Rebate | 1582567.5 | 264.1825
13 | Home Energy Report | 0 | 0
14 | Income-Eligible Home Energy Report | 0 | 0
15 | Whole House Efficiency | 2784496.4223 | 816.3282
16 | Income-Eligible Multi-Family | 2644282.922 | 385.7378
17 | Income-Eligible Weatherization | 0 | 0
18 | Residential Programmable Thermostat | 1097019 | 2991.87
19 | Online Home Energy Audit | 0 | 0
20 | Research & Pilot
| Total | 45638293.7086 | 11996.8281
| Combined Company Total | 86472149.1968 | 23643.7812
% of Original Stip Budget
Annual Average

## MEEIA Targets (hidden)
| First Year kWh Savings (at the meter) | [5 empty] | First Year kW Savings (at the meter) |  |  |  | Cumulative kWh Savings (at the meter) |  |  | Cumulative kW Savings (at the meter)
| PY1 | PY2 | PY3 | Total |  |  | PY1 | PY2 | PY3 | Total | PY1 | PY2 | PY3 | PY1 | PY2 | PY3
Business Energy Efficiency Rebate - Standard | 19445404.724 | 19446709.824 | 19478575.674 | 58370690.222 | 58370690.222 | 0 | 3644.9274 | 3643.9394 | 3644.753 | 10933.6198 | 19445404.724 | 38892114.548 | 58370690.222 | 3644.9274 | 7288.8668 | 10933.6198
Business Energy Efficiency Rebate - Custom | 14310148.4 | 15025655.82 | 15025655.82 | 44361460.04 | 44361460.04 | 0 | 3912.2 | 4107.81 | 4107.81 | 12127.82 | 14310148.4 | 29335804.22 | 44361460.04 | 3912.2 | 8020.01 | 12127.82
Strategic Energy Management | 3009084.344 | 3009084.344 | 3009084.344 | 9027253.032 | 9027253.032 | 0 | 673.798 | 673.798 | 673.798 | 2021.394 | 3009084.344 | 6018168.688 | 9027253.032 | 673.798 | 1347.596 | 2021.394
Block Bidding | 2514849.5833 | 2514849.5833 | 5029699.1666 | 10059398.3332 | 10059398.3332 | 0 | 436 | 436 | 872 | 1744 | 2514849.5833 | 5029699.1666 | 10059398.3332 | 436 | 872 | 1744
Small Business Direct Install | 698711.076 | 1402385.052 | 1408537.452 | 3509633.58 | 3509633.58 | 0 | 112.57 | 224.6085 | 224.7585 | 561.937 | 698711.076 | 2101096.128 | 3509633.58 | 112.57 | 337.1785 | 561.937
Business Programmable Thermostat | 32802 | 32802 | 32802 | 98406 | 98406 | 0 | 89.46 | 89.46 | 89.46 | 268.38 | 32802 | 65604 | 98406 | 89.46 | 178.92 | 268.38
Demand Response Incentive | 0 | 0 | 0 | 0 |  |  | 10000 | 13000 | 15000 | 15000 | 0 | 0 | 0 | 10000 | 13000 | 15000
Online Business Energy Audit | 0 | 0 | 0 | 0 |  |  | 0 | 0 | 0 | 0 | 0 | 0 | 0 | 0 | 0 | 0
Home Lighting Rebate | 6906611.25 | 8085489 | 9700770 | 24692870.25 | 24692870.25 | 0 | 691.6875 | 816 | 990 | 2497.6875 | 6906611.25 | 14992100.25 | 24692870.25 | 691.6875 | 1507.6875 | 2497.6875
Home Appliance Recycling Rebate | 1932870 | 2186690 | 2210710 | 6330270 |  | -6330270 | 322.61 | 365.15 | 368.97 | 1056.73 | 1932870 | 4119560 | 6330270 | 322.61 | 687.76 | 1056.73
Home Energy Report | 12374415.1 | 13504463.1 | 13861941.4 | 13861941.4 | 13861941 | -0.4 | 2866.4 | 2866.4 | 2866.4 | 2866.4 | 12374415.1 | 25878878.2 | 39740819.6 | 2866.4 | 2866.4 | 2866.4
Income-Eligible Home Energy Report | 1832469.1 | 1820540.7 | 1682755.5 | 5335765.3 | 1682755.5 | -3653009.8 | 466.5 | 474.3 | 474.3 | 474.3 | 1832469.1 | 3653009.8 | 5335765.3 | 466.5 | 474.3 | 474.3
Whole House Efficiency | 2496097.5785 | 4060710.1684 | 4581177.9424 | 11137985.6893 | 17468255.6893 | 6330270 | 700.6466 | 1209.9872 | 1354.6792 | 3265.313 | 2496097.5785 | 6556807.7469 | 11137985.6893 | 700.6466 | 1910.6338 | 3265.313
Income-Eligible Multi-Family | 3755980.3808 | 3454646.6164 | 3366504.6908 | 10577131.688 | 10577131.688 | 0 | 464.4137 | 491.3742 | 587.1633 | 1542.9512 | 3755980.3808 | 7210626.9972 | 10577131.688 | 464.4137 | 955.788 | 1542.9512
Income-Eligible Weatherization | 0 | 0 | 0 | 0 |  | 0 | 0 | 0 | 0 | 0 | 0 | 0 | 0 | 0 | 0 | 0
Residential Programmable Thermostat | 1462692 | 1462692 | 1462692 | 4388076 | 4388076 | 0 | 3989.16 | 3989.16 | 3989.16 | 11967.48 | 1462692 | 2925384 | 4388076 | 3989.16 | 7978.32 | 11967.48
Online Home Energy Audit | 0 | 0 | 0 | 0 |  | 0 | 0 | 0 | 0 | 0 | 0 | 0 | 0 | 0 | 0 | 0
|  |  |  | 201750881.5345 | 198097871.3345 |  |  |  |  | 66328.0125
198097871.8345
3653009.7

## Cover
Evergy Metro, Inc. Evaluation, Measurement, and Verification Report: Databook
Prepared for:
Evergy Metro, Inc.
Submitted by:
Guidehouse, Inc.
1375 Walnut Street, Suite 100
Boulder, CO 80302
Tel: +1.303.728.2500
Guidehouse.com
Reference No.: 185775
2020-09-11
Copyright This report is protected by copyright. Any copying, reproduction, publication, dissemination or transmittal in any form without the express written consent of Guidehouse, Inc. and Evergy Metro, Inc. is prohibited. Disclaimer This report (“report”) was prepared for Evergy Metro, Inc. on terms specifically limiting the liability of Guidehouse and is not to be distributed without Guidehouse’s prior written consent. Guidehouse’s conclusions are the results of the exercise of its reasonable professional judgment. By the reader’s acceptance of this report, you hereby agree and acknowledge that (a) your use of the report will be limited solely for internal purpose, (b) you will not distribute a copy of this report to any third party without Guidehouse’s express prior written consent, and (c) you are bound by the disclaimers and/or limitations on liability otherwise set forth in the report. Guidehouse does not make any representations or warranties of any kind with respect to (i) the accuracy or completeness of the information contained in the report, (ii) the presence or absence of any errors or omissions contained in the report, (iii) any work performed by Guidehouse in connection with or using the report, or (iv) any conclusions reached by Guidehouse as a result of the report. Any use of or reliance on the report, or decisions to be made based on it, are the reader’s responsibility. Guidehouse accepts no duty of care or liability of any kind whatsoever to you, and all parties waive and release Guidehouse from all claims, liabilities and damages, if any, suffered as a result of decisions made, or not made, or actions taken, or not taken, based on this report. Confidentiality This report contains confidential and proprietary information. Any person acquiring this report agrees and understands that the information contained in this report is confidential and, except as required by law, will take all reasonable measures available to it by instruction, agreement or otherwise to maintain the confidentiality of the information. Such person agrees not to release, disclose, publish, copy, or communicate this confidential information or make it available to any third party, including, but not limited to, consultants, financial advisors, or rating agencies, other than employees, agents and contractors of such person and its affiliates and subsidiaries who reasonably need to know it in connection with the exercise or the performance of such person’s business.

## TOC
Evergy Metro, Inc. Evaluation, Measurement, and Verification Report: Databook
Program Tables and Figures
PY2019 Overall Results
PY2018 Overall Results
PY2017 Overall Results
PY2016 Overall Results
Business EER - Standard
Business EER - Custom
Block Bidding
Business EER - Strategic Energy Management
Small Business Lighting
Whole House Efficiency
Income-Eligible Multi-Family
Home Lighting Rebate
Home Energy Report
Income-Eligible Home Energy Report
Online Energy Analyzer
Residential Programmable Thermostat
Business Programmable Thermostat
Demand Response Incentive

## Program to Date Sector Results (hidden)
Energy Savings at the Customer Meter – Program to Date
Sector |  | Gross |  | Net
| Reported Savings (kWh) | Verified Savings (kWh) | Realization Rate (%) | MEEIA 3-Year Target (kWh) | Verified Savings (kWh) | % of MEEIA Target Achieved | % of MEEIA Target
Commercial EE Programs | 247342341.4769 | 216435160.1358 | 87.5% | 156660544.009 | 196249370.0828 | 125.3% | 69.28%
Residential EE Programs | 83537018.9311 | 85643345.7218 | 102.5% | 65922822.0341 | 71354802.3573 | 108.2% | 25.19%
Educational Programs | 10627891 | 9845155 | 92.64% | 15544696.9 | 9845155 | 63.33% | 3.476%
DR Programs | 7822548 | 5807731 | 74.24% | 5608102.5 | 5807731 | 103.6% | 2.05%
GMO TOTAL | 349329799.408 | 317731391.8576 | 90.95% | 243736165.4431 | 283257058.44 | 116.2% | 100%
Demand Savings at the Customer Meter – Program to Date
Sector |  | Gross |  | Net
| Reported Savings (kW) | Verified Savings (kW) | Realization Rate (%) | MEEIA 3-Year Target (kW) | Verified Savings (kW) | % of MEEIA Target Achieved | % of MEEIA Target
Commercial EE Programs | 42309.3013 | 35435.8677 | 83.75% | 34235.9635 | 31606.5924 | 92.32% | 32.6%
Residential EE Programs | 14613.4819 | 19431.6993 | 133% | 10453.3522 | 16013.928 | 153.2% | 16.52%
Educational Programs | 3267 | 3176 | 97.21% | 3340.7 | 3176 | 95.07% | 3.276%
DR Programs | 40823 | 46144 | 113% | 30294.825 | 46144 | 152.3% | 47.6%
GMO TOTAL | 101012.7832 | 104187.567 | 103.1% | 78324.8407 | 96940.5204 | 123.8% | 100%

## Year-over-Year (hidden)
Energy Savings at the Customer Meter – Program to Date
Sector | Program |  | Gross |  |  |  |  | Net |  |  |  | Sector | Gross |  |  |  | Net |  |  |  | Gross |  |  |  | Net
|  | PY2016 | PY2017 | PY2018 | PY2019 | PTD | PY2016 | PY2017 | PY2018 | PY2019 | PTD |  | PY2016 | PY2017 | PY2018 | PY2019 | PY2016 | PY2017 | PY2018 | PY2019 | PY2016 | PY2017 | PY2018 | PY2019 | PY2016 | PY2017 | PY2018 | PY2019
Commercial EE Programs | Commercial EE Programs Subtotal | 47201159.98 | 85182216.1987 | 51670827.9782 | 32380955.9789 | 216435160.1358 | 45078265.0176 | 79428490.914 | 44316300.8489 | 27426313.3022 | 196249370.0828 | Commercial EE Programs | 47201159.98 | 85182216.1987 | 51670827.9782 | 32380955.9789 | 45078265.0176 | 79428490.914 | 44316300.8489 | 27426313.3022 | 56.27% | 66.43% | 61.67% | 43.86% | 56.81% | 66.59% | 60.29% | 43.46%
| Business EER - Standard | 42874084.3 | 53934256.6961 | 28793181.996 | 18827606.2101 | 144429129.2022 | 41159120.928 | 51776886.4283 | 27641454.7161 | 18074501.9617 | 138651964.0341 | Residential EE Programs | 15961962.8613 | 22030910.4448 | 16684185.3226 | 30966287.093 | 13558145.0449 | 18837830.2031 | 13760067.2693 | 25198759.84 | 19.03% | 17.18% | 19.91% | 41.94% | 17.09% | 15.79% | 18.72% | 39.93%
| Business EER - Custom | 3040293.68 | 8186228.3337 | 23415657.1097 | 13553349.7688 | 48195528.8922 | 2797070.1856 | 4993599.2835 | 17327586.2612 | 9351811.3404 | 34470067.0708 | Educational Programs | 18540581 | 18003963 | 15455057 | 9845155 | 18540581.1 | 18003963 | 15455057 | 9845155 | 22.1% | 14.04% | 18.45% | 13.33% | 23.36% | 15.09% | 21.03% | 15.6%
| Block Bidding | 0 | 328092.0941 | 439038.4938 | 0 | 767130.5879 | 0 | 214029.8177 | 324888.4854 | 0 | 538918.3031 | DR Programs | 2175534 | 3014341 | -25309 | 643165 | 2175534 | 3014341 | -25309 | 643165 | 2.594% | 2.351% | -0.03021% | 0.8711% | 2.742% | 2.527% | -0.03443% | 1.019%
| Strategic Energy Management | 0 | 20470641.4943 | -981573 | 0 | 19489068.4943 | NA | 20470641.4943 | -981573 | 0 | 19489068.4943 | Evergy MO West Total | 83879237.8413 | 128231430.6435 | 83784761.3008 | 73835563.0719 | 79352525.1625 | 119284625.1172 | 73506116.1182 | 63113393.1422 | 100% | 100% | 100% | 100% | 100% | 100% | 100% | 100%
| Small Bus. Lighting | 1286782 | 2262997.5806 | 4523.3787 | 0 | 3554302.9592 | 1122073.904 | 1973333.8903 | 3944.3862 | 0 | 3099352.1805
Residential EE Programs | Residential EE Programs Subtotal | 15961962.8613 | 22030910.4448 | 16684185.3226 | 30966287.093 | 85643345.7218 | 13558145.0449 | 18837830.2031 | 13760067.2693 | 25198759.84 | 71354802.3573
| Whole House Efficiency | 3463940.1913 | 6080785.6136 | 4387961.4076 | 4513847.5877 | 18446534.8002 | 2840430.9569 | 4986244.2031 | 3598128.3542 | 3701355.0219 | 15126158.5361
| Income-Eligible Multifamily | 1840225.67 | 4183845.8313 | 5267344.9151 | 1902467.95 | 13193884.3663 | 1840225.67 | 4183846 | 5267344.9151 | 1902467.95 | 13193884.5351
| Home Lighting Rebate | 10657797 | 11766279 | 7028879 | 24549971.5553 | 54002926.5553 | 8877488.418 | 9667740 | 4894594 | 19594936.8681 | 43034759.2861
Educational Programs | Educational Programs Subtotal | 18540581 | 18003963 | 15455057 | 9845155 | 9845155 | 18540581.1 | 18003963 | 15455057 | 9845155 | 9845155
| Income-Eligible Home Energy Report | 1451448 | 2145453 | 1216306 | 426596 | 5239803 | 1451448.1 | 2145453 | 1216306 | 426596 | 426596
| Home Energy Report | 17089133 | 15858510 | 14238751 | 9418559 | 56604953 | 17089133 | 15858510 | 14238751 | 9418559 | 9418559
| Home Online Energy Audit | Educational programs are not part of MEEIA Targets for Energy or Demand Savings
Business Online Energy Audit
DR Programs | DR Programs Subtotal | 2175534 | 3014341 | -25309 | 643165 | 5807731 | 2175534 | 3014341 | -25309 | 643165 | 5807731
| Business Programmable Thermostat | 31866 | 53955 | 3076 | 16331 | 105228 | 31866 | 53955 | 3076 | 16331 | 105228
| Residential Programmable Thermostat | 2143668 | 2960386 | -28385 | 626834 | 5702503 | 2143668 | 2960386 | -28385 | 626834 | 5702503
| Demand Response Incentive | The Demand Response Incentive Program did not claim any energy savings.
Evergy MO West Total |  | 83879237.8413 | 128231430.6435 | 83784761.3008 | 73835563.0719 | 317731391.8576 | 79352525.1625 | 119284625.1172 | 73506116.1182 | 63113393.1422 | 283257058.44
Demand Savings at the Customer Meter – Program to Date
Sector | Program |  | Gross |  |  |  |  | Net |  |  |  | Sector | Gross PY2016: Gross; Net PY2016: Net; Gross PY2016: Gross; Net PY2016: Net
|  | PY2016 | PY2017 | PY2018 | PY2019 | PTD | PY2016 | PY2017 | PY2018 | PY2019 | PTD |  | PY2016 | PY2017 | PY2018 | PY2019 | PY2016 | PY2017 | PY2018 | PY2019 | PY2016 | PY2017 | PY2018 | PY2019 | PY2016 | PY2017 | PY2018 | PY2019
Commercial EE Programs | Commercial EE Programs Subtotal | 7583.27 | 10361.642 | 10864.0102 | 6626.9454 | 35435.8677 | 7241.1288 | 9362.1153 | 9380.6635 | 5622.6848 | 31606.5924 | Commercial EE Programs | 7583.27 | 10361.642 | 10864.0102 | 6626.9454 | 7241.1288 | 9362.1153 | 9380.6635 | 5622.6848 | 22.66% | 22.09% | 33.63% | 16.01% | 22.25% | 20.83% | 31.17% | 14.33%
| Business EER - Standard | 6855.41 | 8409.1231 | 5644.95 | 3889.2313 | 24798.7143 | 6581.1936 | 8072.7581 | 5419.152 | 3733.6621 | 23806.7658 | Residential EE Programs | 3466.4711 | 5831.1534 | 3980.1917 | 6153.8831 | 2893.0717 | 4872.4152 | 3250.8572 | 4997.5839 | 10.36% | 12.43% | 12.32% | 14.86% | 8.89% | 10.84% | 10.8% | 12.74%
| Business EER - Custom | 525.86 | 1523.6374 | 4722.7924 | 2737.7141 | 9510.0039 | 483.7912 | 929.4188 | 3494.8664 | 1889.0227 | 6797.0991 | Educational Programs | 4108.3805 | 3765.0383 | 3572.9092 | 3176 | 4108.3805 | 3765.0383 | 3572.9092 | 3176 | 12.28% | 8.027% | 11.06% | 7.671% | 12.62% | 8.377% | 11.87% | 8.093%
| Block Bidding | 0 | 61.0149 | 113.4639 | 0 | 174.4788 | 0 | 39.1586 | 83.9633 | 0 | 123.1219 | DR Programs | 18301.74 | 26947.4 | 13889.13 | 25446.4 | 18301.74 | 26947.4 | 13889.13 | 25446.4 | 54.7% | 57.45% | 42.99% | 61.46% | 56.24% | 59.95% | 46.15% | 64.84%
| Strategic Energy Management | N/A | 0 | 381.85 | 0 | 381.85 | NA | 0 | 381.85 | 0 | 381.85 | GMO TOTAL | 33459.8616 | 46905.2337 | 32306.2412 | 41403.2285 | 32544.321 | 44946.9688 | 30093.5599 | 39242.6687 | 100% | 100% | 100% | 100% | 100% | 100% | 100% | 100%
| Small Bus. Lighting | 202 | 367.8667 | 0.95399 | 0 | 570.8206 | 176.144 | 320.7797 | 0.83188 | 0 | 497.7556
Residential EE Programs | Residential EE Programs Subtotal | 3466.4711 | 5831.1534 | 3980.1917 | 6153.8831 | 19431.6993 | 2893.0717 | 4872.4152 | 3250.8572 | 4997.5839 | 16013.928
| Whole House Efficiency | 2033.7411 | 4057.8234 | 2312.9694 | 2532.7087 | 10937.2426 | 1667.6677 | 3327.4152 | 1896.6349 | 2076.8211 | 8968.5389
| Income-Eligible Multifamily | 191.73 | 458 | 648.2224 | 230.51 | 1528.4624 | 191.73 | 458 | 648.2224 | 230.51 | 1528.4624
| Home Lighting Rebate | 1241 | 1315.33 | 1019 | 3390.6644 | 6965.9944 | 1033.674 | 1087 | 706 | 2690.2528 | 5516.9268
Educational Programs | Educational Programs Subtotal | 4108.3805 | 3765.0383 | 3572.9092 | 3176 | 3176 | 4108.3805 | 3765.0383 | 3572.9092 | 3176 | 3176
| Income-Eligible Home Energy Report | 261.6853 | 296.4758 | 335.9459 | 171 | 1065.1071 | 261.6853 | 296.4758 | 335.9459 | 171 | 171
| Home Energy Report | 3846.6952 | 3468.5625 | 3236.9632 | 3005 | 13557.221 | 3846.6952 | 3468.5625 | 3236.9632 | 3005 | 3005
| Home Online Energy Audit | Educational programs are not part of MEEIA Targets for Energy or Demand Savings
Business Online Energy Audit
DR Programs | DR Programs Subtotal | 18301.74 | 26947.4 | 13889.13 | 25446.4 | 45577.14 | 18301.74 | 26947.4 | 13889.13 | 25446.4 | 45577.14
| Business Programmable Thermostat | 84.42 | 309.4 | 21 | 96.6 | 511.42 | 84.42 | 309.4 | 21 | 96.6 | 511.42
| Residential Programmable Thermostat | 5017.32 | 14294 | 404.6 | 4314.8 | 24030.72 | 5017.32 | 14294 | 404.6 | 4314.8 | 24030.72
| Demand Response Incentive | 13200 | 12344 | 13463.53 | 21035 | 21035 | 13200 | 12344 | 13463.53 | 21035 | 21035
Evergy MO West Total |  | 33459.8616 | 46905.2337 | 32306.2412 | 41403.2285 | 103620.707 | 32544.321 | 44946.9688 | 30093.5599 | 39242.6687 | 96373.6604
Sector | Program |  | Gross |  |  |  |  | Net
|  | PY2016 | PY2017 | PY2018 | PY2019 |  | PY2016 | PY2017 | PY2018 | PY2019
Commercial EE Programs | Commercial EE Programs Subtotal | 56.27% | 66.43% | 61.67% | 43.86% |  | #VALUE! | 66.59% | 60.29% | 43.46%
| Business EER - Standard | 51.11% | 42.06% | 34.37% | 25.5% |  | 51.87% | 43.41% | 37.6% | 28.64%
| Business EER - Custom | 3.625% | 6.384% | 27.95% | 18.36% |  | 3.525% | 4.186% | 23.57% | 14.82%
| Block Bidding | 0% | 0.2559% | 0.524% | 0% |  | 0% | 0.1794% | 0.442% | 0%
| Strategic Energy Management | 0% | 15.96% | -1.172% | 0% |  | #VALUE! | 17.16% | -1.335% | 0%
| Small Bus. Lighting | 1.534% | 1.765% | 0.005399% | 0% |  | 1.414% | 1.654% | 0.005366% | 0%
Residential EE Programs | Residential EE Programs Subtotal | 19.03% | 17.18% | 19.91% | 41.94% |  | 17.09% | 15.79% | 18.72% | 39.93%
| Whole House Efficiency | 4.13% | 4.742% | 5.237% | 6.113% |  | 3.58% | 4.18% | 4.895% | 5.865%
| Income-Eligible Multifamily | 2.194% | 3.263% | 6.287% | 2.577% |  | 2.319% | 3.507% | 7.166% | 3.014%
| Home Lighting Rebate | 12.71% | 9.176% | 8.389% | 33.25% |  | 11.19% | 8.105% | 6.659% | 31.05%
Educational Programs | Educational Programs Subtotal | 20.37% | 12.37% | 16.99% | 12.76% |  | 21.54% | 13.29% | 19.37% | 14.92%
| Home Energy Report | 20.37% | 12.37% | 16.99% | 12.76% |  | 21.54% | 13.29% | 19.37% | 14.92%
| Home Online Energy Audit | Educational programs are not part of MEEIA Targets for Energy or Demand Savings
Business Online Energy Audit
DR Programs | DR Programs Subtotal | 2.594% | 2.351% | -0.03021% | 0.8711% |  | 2.742% | 2.527% | -0.03443% | 1.019%
| Business Programmable Thermostat | 0.03799% | 0.04208% | 0.003671% | 0.02212% |  | 0.04016% | 0.04523% | 0.004185% | 0.02588%
| Residential Programmable Thermostat | 2.556% | 2.309% | -0.03388% | 0.849% |  | 2.701% | 2.482% | -0.03862% | 0.9932%
| Demand Response Incentive | The Demand Response Incentive Program did not claim any energy savings.
Evergy MO West Total |  | 98.27% | 98.33% | 98.55% | 99.42% |  | #VALUE! | 98.2% | 98.35% | 99.32%
Sector | Program |  | Gross |  |  |  |  | Net
|  | PY2016 | PY2017 | PY2018 | PY2019 |  | PY2016 | PY2017 | PY2018 | PY2019
Commercial EE Programs | Commercial EE Programs Subtotal | #VALUE! | 22.09% | 33.63% | 16.01% |  | #VALUE! | 20.83% | 31.17% | 14.33%
| Business EER - Standard | 20.49% | 17.93% | 17.47% | 9.394% |  | 20.22% | 17.96% | 18.01% | 9.514%
| Business EER - Custom | 1.572% | 3.248% | 14.62% | 6.612% |  | 1.487% | 2.068% | 11.61% | 4.814%
| Block Bidding | 0% | 0.1301% | 0.3512% | 0% |  | 0% | 0.08712% | 0.279% | 0%
| Strategic Energy Management | #VALUE! | 0% | 1.182% | 0% |  | #VALUE! | 0% | 1.269% | 0%
| Small Bus. Lighting | 0.6037% | 0.7843% | 0.002953% | 0% |  | 0.5412% | 0.7137% | 0.002764% | 0%
Residential EE Programs | Residential EE Programs Subtotal | 10.36% | 12.43% | 12.32% | 14.86% |  | 8.89% | 10.84% | 10.8% | 12.74%
| Whole House Efficiency | 6.078% | 8.651% | 7.16% | 6.117% |  | 5.124% | 7.403% | 6.302% | 5.292%
| Income-Eligible Multifamily | 0.573% | 0.9764% | 2.006% | 0.5567% |  | 0.5891% | 1.019% | 2.154% | 0.5874%
| Home Lighting Rebate | 3.709% | 2.804% | 3.154% | 8.189% |  | 3.176% | 2.418% | 2.346% | 6.855%
Educational Programs | Educational Programs Subtotal | 11.5% | 7.395% | 10.02% | 7.258% |  | 11.82% | 7.717% | 10.76% | 7.657%
| Home Energy Report | 11.5% | 7.395% | 10.02% | 7.258% |  | 11.82% | 7.717% | 10.76% | 7.657%
| Home Online Energy Audit | Educational programs are not part of MEEIA Targets for Energy or Demand Savings
Business Online Energy Audit
DR Programs | DR Programs Subtotal | 54.7% | 57.45% | 42.99% | 61.46% |  | 56.24% | 59.95% | 46.15% | 64.84%
| Business Programmable Thermostat | 0.2523% | 0.6596% | 0.065% | 0.2333% |  | 0.2594% | 0.6884% | 0.06978% | 0.2462%
| Residential Programmable Thermostat | 15% | 30.47% | 1.252% | 10.42% |  | 15.42% | 31.8% | 1.344% | 11%
| Demand Response Incentive | 39.45% | 26.32% | 41.67% | 50.81% |  | 40.56% | 27.46% | 44.74% | 53.6%
Evergy MO West Total |  | #VALUE! | 99.37% | 98.96% | 99.59% |  | #VALUE! | 99.34% | 98.88% | 99.56%

## Overall Results PY 2019
Evergy Metro, Inc. Evaluation, Measurement, and Verification Report: Databook
Overall Portfolio: Data Tables | [10 empty] | Overall Program: Figures
Data is sourced to Guidehouse analysis unless otherwise noted.
Energy Savings at the Customer Meter – PY 2019 | [9 empty] | Distribution of Gross Energy Savings by Program (PY2019) | [6 empty] | Distribution of Net Energy Savings by Program (PY2019)
Sector | Program |  | Gross |  |  | Net
|  | Reported Savings (kWh) | Verified Savings (kWh) | Realization Rate (%) | MEEIA 4-Year Target (kWh) | Verified Savings (kWh) | % of MEEIA Target Achieved | [5 empty] | Verified Gross | % of total Gross | Verified Net | % of total Net
Commercial EE Programs | Commercial EE Programs Subtotal | 32868997.9228 | 32380955.9789 | 98.52% | 156660544.009 | 27426313.3022 | 17.51%
| Business EER - Standard | 17339531.1358 | 18827606.2101 | 108.6% | 72963362.7775 | 18074501.9617 | 24.77% |  |  |  | Business EER - Standard |  | 18827606.2101 | 25.5% | 18074501.9617 | 28.64%
| Business EER - Custom | 15529466.787 | 13553349.7688 | 87.28% | 55451825.05 | 9351811.3404 | 16.86% |  |  |  | Business EER - Custom |  | 13553349.7688 | 18.36% | 9351811.3404 | 14.82%
| Block Bidding | 0 | 0 | N/A | 12574247.9165 | 0 | N/A |  |  |  | Block Bidding |  | 0 | 0% | 0 | 0%
| Strategic Energy Management | 0 | 0 | N/A | 11284066.29 | 0 | N/A |  |  |  | SEM |  | 0 | 0% | 0 | 0%
| Small Bus. Lighting | 0 | 0 | N/A | 4387041.975 | 0 | N/A |  |  |  | Small Bus. Lighting |  | 0 | 0% | 0 | 0%
Residential EE Programs | Residential EE Programs Subtotal | 26602450.1652 | 30966287.093 | 116.4% | 65922822.0341 | 25198759.84 | 38.22%
| Whole House Efficiency | 4308852.3833 | 4513847.5877 | 104.8% | 21835319.6116 | 3701355.0219 | 16.95% |  |  |  | Whole House Efficiency |  | 4513847.5877 | 6.113% | 3701355.0219 | 5.865%
| Income-Eligible Multi-Family | 1949094.87 | 1902467.95 | 97.61% | 13221414.61 | 1902467.95 | 14.39% |  |  |  | IEMF |  | 1902467.95 | 2.577% | 1902467.95 | 3.014%
| Home Lighting Rebate | 20344502.9119 | 24549971.5553 | 120.7% | 30866087.8125 | 19594936.8681 | 63.48% |  |  |  | Home Lighting Rebate |  | 24549971.5553 | 33.25% | 19594936.8681 | 31.05%
Educational Programs | Educational Programs Subtotal | 10627891 | 9845155 | 92.64% | 15544696.9 | 9845155 | 63.33%
| Income-Eligible Home Energy Report | 589881 | 426596 | 72.32% | 1682755.5 | 426596 | 25.35% |  |  |  | IE Home Energy Report |  | 426596 | 0.5778% | 426596 | 0.6759%
| Home Energy Report | 10038010 | 9418559 | 93.83% | 13861941.4 | 9418559 | 67.95% |  |  |  | Home Energy Report |  | 9418559 | 12.76% | 9418559 | 14.92%
| Home Online Energy Audit | Online Energy Audit programs are not part of MEEIA Targets for Energy or Demand Savings.
Business Online Energy Audit
DR Programs | DR Programs Subtotal | 605184 | 643165 | N/A | 5608102.5 | 643165 | 11.47%
| Business Programmable Thermostat | 13593 | 16331 | 120.1% | 123007.5 | 16331 | 13.28% |  |  |  | Business Programmable Thermostat |  | 16331 | 0.02212% | 16331 | 0.02588%
| Residential Programmable Thermostat | 591591 | 626834 | N/A | 5485095 | 626834 | 11.43% |  |  |  | Residential Programmable Thermostat |  | 626834 | 0.849% | 626834 | 0.9932%
| Demand Response Incentive | The Demand Response Incentive Program did not claim any energy savings. | [8 empty] | Demand Response Incentive |  | 0 |  | 0 | 0%
Evergy Metro TOTAL |  | 70704523.088 | 73835563.0719 | 104.4% | 243736165.4431 | 63113393.1422 | 25.89% | [5 empty] | 73835563.0719 |  | 63113393.1422 | 100%
Note: Gross realization rates are the ratio of verified gross savings to reported gross savings and indicates the accuracy of deemed savings tracked by Evergy Metro.
Coincident Demand Savings at the Customer Meter – PY 2019
Sector | Program |  | Gross |  |  | Net |  |  |  | Distribution of Demand Savings by Program (PY2019) | [6 empty] | Distribution of Net Savings by Program (PY2019)
|  | Reported Savings (kW) | Verified Savings (kW) | Realization Rate (%) | MEEIA 4-Year Target (kW) | Verified Savings (kW) | % of MEEIA Target Achieved
Commercial EE Programs | Commercial EE Programs Subtotal | 6533.8668 | 6626.9454 | 101.4% | 34235.9635 | 5622.6848 | 16.42%
| Business EER - Standard | 3277.1993 | 3889.2313 | 118.7% | 13667.0248 | 3733.6621 | 27.32% | [5 empty] | Verified Gross | % of total Gross | Verified Net | % of total Net
| Business EER - Custom | 3256.6675 | 2737.7141 | 84.06% | 15159.775 | 1889.0227 | 12.46% |  |  |  | Business EER - Custom |  | 2737.7141 | 6.612% | 1889.0227 | 4.814%
| Block Bidding | 0 | 0 | N/A | 2180 | 0 | N/A |  |  |  | Business EER - Standard |  | 3889.2313 | 9.394% | 3733.6621 | 9.514%
| Strategic Energy Management | 0 | 0 | N/A | 2526.7425 | 0 | N/A |  |  |  | Small Bus. Lighting |  | 0 | 0% | 0 | 0%
| Small Bus. Lighting | 0 | 0 | N/A | 702.4212 | 0 | N/A |  |  |  | Whole House Efficiency |  | 2532.7087 | 6.117% | 2076.8211 | 5.292%
Residential EE Programs | Residential EE Programs Subtotal | 3651.9641 | 6153.8831 | 168.5% | 10453.3522 | 4997.5839 | 47.81%
| Whole House Efficiency | 1477.2779 | 2532.7087 | 171.4% | 5402.5537 | 2076.8211 | 38.44% |  |  |  | Income-Eligible Multi-Family |  | 230.51 | 0.5567% | 230.51 | 0.5874%
| Income-Eligible Multi-Family | 240.14 | 230.51 | 95.99% | 1928.689 | 230.51 | 11.95% |  |  |  | Home Lighting Rebate |  | 3390.6644 | 8.189% | 2690.2528 | 6.855%
| Home Lighting Rebate | 1934.5462 | 3390.6644 | 175.3% | 3122.1094 | 2690.2528 | 86.17% |  |  |  | Income-Eligible Home Energy Report |  | 171 | 0.413% | 171 | 0.4358%
Educational Programs | Educational Programs Subtotal | 3267 | 3176 | 97.21% | 3340.7 | 3176 | 95.07%
| Income-Eligible Home Energy Report | 232 | 171 | 73.71% | 474.3 | 171 | 36.05% |  |  |  | Home Energy Report |  | 3005 | 7.258% | 3005 | 7.657%
| Home Energy Report | 3035 | 3005 | 99.01% | 2866.4 | 3005 | 104.8% |  |  |  | Residential Programmable Thermostat |  | 4314.8 | 10.42% | 4314.8 | 11%
| Home Online Energy Audit | Online Energy Audit programs are not part of MEEIA Targets for Energy or Demand Savings. | [8 empty] | Business Programmable Thermostat |  | 96.6 | 0.2333% | 96.6 | 0.2462%
| Business Online Energy Audit | [9 empty] | Demand Response Incentive |  | 21035 | 50.81% | 21035 | 53.6%
DR Programs | DR Programs Subtotal | 21081 | 25446.4 | 120.7% | 30294.825 | 25446.4 | 84%
| Business Programmable Thermostat | 97 | 96.6 | 99.59% | 335.475 | 96.6 | 28.79% | [5 empty] | 41403.2285 | 1 | 39242.6687 | 1
| Residential Programmable Thermostat | 4584 | 4314.8 | N/A | 14959.35 | 4314.8 | 28.84%
| Demand Response Incentive | 16400 | 21035 | 128.3% | 15000 | 21035 | 140.2%
Evergy Metro TOTAL |  | 34533.8309 | 41403.2285 | 119.9% | 78324.8407 | 39242.6687 | 50.1%
Note: Gross realization rates are the ratio of verified gross savings to reported gross savings and indicates the accuracy of deemed savings tracked by Evergy Metro.
Energy Savings at the Customer Meter – Program to Date
Sector | Program |  | Gross |  |  | Net |  |  |  | Distribution of Gross Energy Savings by Program (Program to Date) | [6 empty] | Distribution of Net Energy Savings by Program (Program to Date)
|  | Reported Savings (kWh) | Verified Savings (kWh) | Realization Rate (%) | MEEIA 4-Year Target (kWh) | 4- Year Verified Savings (kWh) | % of MEEIA Target Achieved |  |  |  | Percent of Verified Gross Savings (kWh) | Percent Verified Net Savings (kWh) | Percent of Verified Gross Savings (kW) | Percent Verified Net Savings (kW)
Commercial EE Programs | Commercial EE Programs Subtotal | 247342341.4769 | 216435160.1358 | 87.5% | 156660544.009 | 196249370.0828 | 125.3%
| Business EER - Standard | 175389391.541 | 144429129.2022 | 82.35% | 72963362.7775 | 138651964.0341 | 190% |  |  | Business EER - Standard | 45.46% | 48.95% | 23.8% | 24.56%
| Business EER - Custom | 50025842.943 | 48195528.8922 | 96.34% | 55451825.05 | 34470067.0708 | 62.16% |  |  | Business EER - Custom | 15.17% | 12.17% | 9.128% | 7.012%
| Block Bidding | 965961.61 | 767130.5879 | 79.42% | 12574247.9165 | 538918.3031 | 4.286% |  |  | Block Bidding | 0.2414% | 0.1903% | 0.1675% | 0.127%
| Strategic Energy Management | 16143524 | 19489068.4943 | 120.7% | 11284066.29 | 19489068.4943 | 172.7% |  |  | SEM | 6.134% | 6.88% | 0.3665% | 0.3939%
| Small Bus. Lighting | 4817621.3829 | 3554302.9592 | 73.78% | 4387041.975 | 3099352.1805 | 70.65% |  |  | Small Bus. Lighting | 1.119% | 1.094% | 0.5479% | 0.5135%
Residential EE Programs | Residential EE Programs Subtotal | 83537018.9311 | 85643345.7218 | 102.5% | 65922822.0341 | 71354802.3573 | 108.2%
| Whole House Efficiency | 19953439.4327 | 18446534.8002 | 92.45% | 21835319.6116 | 15126158.5361 | 69.27% |  |  | Whole House Efficiency | 5.806% | 5.34% | 10.5% | 9.252%
| Income-Eligible Multi-Family | 14302932.5321 | 13193884.3663 | 92.25% | 13221414.61 | 13193884.5351 | 99.79% |  |  | IEMF | 4.153% | 4.658% | 1.467% | 1.577%
| Home Lighting Rebate | 49280646.9663 | 54002926.5553 | 109.6% | 30866087.8125 | 43034759.2861 | 139.4% |  |  | Home Lighting Rebate | 17% | 15.19% | 6.686% | 5.691%
Educational Programs | Educational Programs Subtotal | 10627891 | 9845155 | 92.64% | 15544696.9 | 9845155 | 63.33%
| Income-Eligible Home Energy Report | 589881 | 426596 | 72.32% | 1682755.5 | 426596 | 25.35% |  |  | IE Home Energy Report | 0.1343% | 0.1506% | 0.1641% | 0.1764%
| Home Energy Report | 10038010 | 9418559 | 93.83% | 13861941.4 | 9418559 | 67.95% |  |  | Home Energy Report | 2.964% | 3.325% | 2.884% | 3.1%
| Home Online Energy Audit | Online Energy Audit programs are not part of MEEIA Targets for Energy or Demand Savings. | [7 empty] | Business PT | 0.03312% | 0.03715% | 0.4999% | 0.5372%
| Business Online Energy Audit | [8 empty] | Residential PT | 1.795% | 2.013% | 23.6% | 25.36%
DR Programs | DR Programs Subtotal | 7822548 | 5807731 | 74.24% | 5608102.5 | 5807731 | 103.6% |  |  | DRI | 0% | 0% | 20.19% | 21.7%
| Business Programmable Thermostat | 154965 | 105228 | 67.9% | 123007.5 | 105228 | 85.55%
| Residential Programmable Thermostat | 7667583 | 5702503 | 74.37% | 5485095 | 5702503 | 104%
| Demand Response Incentive | The Demand Response Incentive Program did not claim any energy savings.
Evergy Metro TOTAL |  | 349329799.408 | 317731391.8576 | 90.95% | 243736165.4431 | 283257058.44 | 116.2%
Note: Gross realization rates are the ratio of verified gross savings to reported gross savings and indicates the accuracy of deemed savings tracked by Evergy Metro.
Coincident Demand Savings at the Customer Meter – Program to Date
Sector | Program |  | Gross |  |  | Net |  |  |  | Distribution of Demand Savings by Program (Program to Date) | [6 empty] | Distribution of Net Demand Savings by Program (Program to Date)
|  | Reported Savings (kW) | Verified Savings (kW) | Realization Rate (%) | MEEIA 4-Year Target (kW) | 4-Year Verified Savings (kW) | % of MEEIA Target Achieved
Commercial EE Programs | Commercial EE Programs Subtotal | 42309.3013 | 35435.8677 | 83.75% | 34235.9635 | 31606.5924 | 92.32%
| Business EER - Standard | 31682.9429 | 24798.7143 | 78.27% | 13667.0248 | 23806.7658 | 174.2%
| Business EER - Custom | 9500.7214 | 9510.0039 | 100.1% | 15159.775 | 6797.0991 | 44.84%
| Block Bidding | 311.3049 | 174.4788 | 56.05% | 2180 | 123.1219 | 5.648%
| Strategic Energy Management | 0 | 381.85 | N/A | 2526.7425 | 381.85 | 15.11%
| Small Bus. Lighting | 814.3321 | 570.8206 | 70.1% | 702.4212 | 497.7556 | 70.86%
Residential EE Programs | Residential EE Programs Subtotal | 14613.4819 | 19431.6993 | 133% | 10453.3522 | 16013.928 | 153.2%
| Whole House Efficiency | 8211.6994 | 10937.2426 | 133.2% | 5402.5537 | 8968.5389 | 166%
| Income-Eligible Multi-Family | 1571.0811 | 1528.4624 | 97.29% | 1928.689 | 1528.4624 | 79.25%
| Home Lighting Rebate | 4830.7014 | 6965.9944 | 144.2% | 3122.1094 | 5516.9268 | 176.7%
Educational Programs | Educational Programs Subtotal | 3267 | 3176 | 97.21% | 3340.7 | 3176 | 95.07%
| Income-Eligible Home Energy Report | 232 | 171 | 73.71% | 474.3 | 171 | 36.05%
| Home Energy Report | 3035 | 3005 | 99.01% | 2866.4 | 3005 | 104.8%
| Home Online Energy Audit | Online Energy Audit programs are not part of MEEIA Targets for Energy or Demand Savings
Business Online Energy Audit
DR Programs | DR Programs Subtotal | 40823 | 46144 | 113% | 30294.825 | 46144 | 152.3%
| Business Programmable Thermostat | 483 | 520.8 | 107.8% | 335.475 | 520.8 | 155.2%
| Residential Programmable Thermostat | 23940 | 24588.2 | 102.7% | 14959.35 | 24588.2 | 164.4%
| Demand Response Incentive | 16400 | 21035 | 128.3% | 15000 | 21035 | 140.2%
Evergy Metro TOTAL |  | 101012.7832 | 104187.567 | 103.1% | 78324.8407 | 96940.5204 | 123.8%
Note: Gross realization rates are the ratio of verified gross savings to reported gross savings and indicates the accuracy of deemed savings tracked by Evergy Metro.
NTG Components by Program
Program Name* | Free Ridership | Participant Spillover | Non-Participant Spillover | NTGR
Business EER - Standard | 0.05 | 0.002 | 0.004 | 96%
Business EER - Custom | 0.32 | 0.01 | 0 | 69%
Block Bidding | Projects Originating from the Business EER - Custom Program |  |  | 69%
| Projects Originating from the Business EER - Standard Program |  |  | 96%
Strategic Energy Management | Guidehouse assumed a net-to-gross (NTG) value of 1.0 for the SEM program
Small Bus. Lighting | 0.14 | 0.002 | 0.01 | 87.2%
Whole House Efficiency | 0.33 | 0.02 | 0.14 | 82%
Income-Eligible Multifamily | Deemed 1.0 |  |  | 100%
Home Lighting Rebate | 0.37 | 0.18 | 0 | 80%
Income-Eligible Home Energy Report | Guidehouse assumed a net-to-gross (NTG) value of 1.0 for the IE HER program
Home Energy Report | Guidehouse assumed a net-to-gross (NTG) value of 1.0 for the HER program
Home Online Energy Audit | N/A - Savings not claimed in PY2019
Business Online Energy Audit | N/A - Savings not claimed in PY2019
Business Programmable Thermostat | Guidehouse assumed a net-to-gross (NTG) value of 1.0 for the Programmable Thermostats programs and Demand Response Incentive program
Residential Programmable Thermostat
Demand Response Incentive
Portfolio Level NTG (Demand/Energy) | NA | NA | NA | 93% / 89%*
Note: *A portfolio level NTG of 93% for demand and 89% for energy was calculated by dividing the verified net savings by the verified gross savings
Benefit-Cost Ratios by Program and Cost Test – PY2016
Sector | Program | Total Resource Cost Test | Total Resource Cost Test | Societal Cost Test | Utility Cost Test | Participant Cost Test | Rate Impact Measure Test
|  | Evergy Metro | Guidehouse
Commercial EE Programs | Business EER - Standard | 2.5707 | 1.4801 | 1.7137 | 2.537 | 1.9327 | 0.71385
| Business EER - Custom | 0.20382 | 1.0803 | 1.3886 | 1.4755 | 2.1929 | 0.62625
| Block Bidding | N/A | N/A | N/A | N/A | N/A | N/A
| Strategic Energy Management | N/A | N/A | N/A | N/A | N/A | N/A
| Small Business Lighting | N/A | N/A | N/A | N/A | N/A | N/A
Residential EE Programs | Whole House Efficiency | 0.65301 | 0.87732 | 1.0899 | 1.3997 | 1.148 | 0.68851
| Income-Eligible Multifamily | 0.82372 | 0.85191 | 0.94949 | 0.85191 | INF* | 0.35245
| Home Lighting Rebate*** | 1.4416 | 1.6899 | 1.9759 | 2.0474 | 4.263 | 0.51028
Educational Programs | Income-Eligible Home Energy Report | 0.64521 | 0.59159 | 0.59159 | 0.59159 | INF* | 0.33633
| Home Energy Report | 2.2264 | 2.0643 | 2.0643 | 2.0643 | INF* | 0.53917
| Home Online Energy Audit | N/A | N/A | N/A | N/A | N/A | N/A
| Business Online Energy Audit | N/A | N/A | N/A | N/A | N/A | N/A
DR Programs | Business Programmable Thermostat | 2.5094 | 2.0877 | 2.4233 | 2.8277 | 0.97086 | 1.9697
| Residential Programmable Thermostat | 2.04 | 1.6251 | 1.8869 | 2.0644 | 1.2088 | 1.3896
| Demand Response Incentive | 9.7382 | 13.5566 | 13.5566 | 3.019 | 433.3333 | 3.019
*Ratios are infinite because there are positive benefits and no participant costs.
** Guidehouse did not perform benefit-cost calculations for the Online Home Energy Audit, Online Business Energy Audit, Block Bidding, Strategic Energy Management, or Income-Eligible Weatherization programs because Evergy Metro does not claim savings for these programs and therefore Guidehouse did not verify savings.
*** Includes the commercial segment of HLR in total
Benefit-Cost Ratios by Program Groups and Cost Test – PY2016
| Total Resource Cost Test | Societal Cost Test | Utility Cost Test | Participant Cost Test | Rate Impact Measure Test
Portfolio | 1.4173 | 1.6463 | 2.0175 | 2.1013 | 0.72818
EE Programs* | 1.3482 | 1.5858 | 2.0781 | 2.0833 | 0.65329
Residential EE Programs | 1.1989 | 1.4371 | 1.618 | 2.624 | 0.5465
C&I EE Programs | 1.3998 | 1.6362 | 2.281 | 1.9381 | 0.69581
DR Programs | 2.005 | 2.2595 | 2.221 | 1.4562 | 1.5759
*Inclusive of administrative costs for educational program costs, market research, software development, and EM&V.
Benefit-Cost Ratios by Program and Cost Test – PY 2017
Sector | Program | Total Resource Cost Test | Total Resource Cost Test | Societal Cost Test | Utility Cost Test | Participant Cost Test | Rate Impact Measure Test
|  | Evergy Metro | Guidehouse
Commercial EE Programs | Business EER - Standard | 2.026 | 1.5352 | 1.8356 | 3.633 | 1.5278 | 0.92519
| Business EER - Custom | 0.94499 | 1.0204 | 1.2692 | 1.6515 | 1.3211 | 0.72665
| Block Bidding | 0.35051 | 0.56431 | 0.71298 | 0.66032 | 2.0631 | 0.43671
| Strategic Energy Management | 2.4188 | 5.0607 | 5.4244 | 5.0607 | 14.103 | 0.62869
| Small Business Lighting | 1.287 | 0.99963 | 1.196 | 1.6352 | 1.3393 | 0.71686
Residential EE Programs | Whole House Efficiency | 0.88249 | 1.1935 | 1.4069 | 1.983 | 1.6821 | 0.7072
| Income-Eligible Multifamily | 1.2766 | 1.2912 | 1.4102 | 1.2892 | INF* | 0.4015
| Home Lighting Rebate*** | 1.3484 | 1.1179 | 1.2426 | 1.7721 | 3.1413 | 0.43925
Educational Programs | Income-Eligible Home Energy Report | 0.43749 | 0.42594 | 0.42594 | 0.42594 | INF* | 0.23638
| Home Energy Report | 1.2586 | 1.2598 | 1.2598 | 1.2598 | INF* | 0.42563
| Home Online Energy Audit | N/A | N/A | N/A | N/A | N/A | N/A
| Business Online Energy Audit | N/A | N/A | N/A | N/A | N/A | N/A
DR Programs | Business Programmable Thermostat | 1.6621 | 1.8191 | 2.1098 | 2.9138 | 0.30252 | 2.4143
| Residential Programmable Thermostat | 2.2359 | 2.3294 | 2.7019 | 4.6672 | 0.75995 | 2.5026
| Demand Response Incentive | 7.955 | 7.5928 | 7.5928 | 2.4209 | INF* | 2.4209
*Ratios are infinite because there are positive benefits and no participant costs.
** Guidehouse did not perform benefit-cost calculations for the Online Home Energy Audit, Online Business Energy Audit, Block Bidding, Strategic Energy Management, or Income-Eligible Weatherization programs because Evergy Metro does not claim savings for these programs and therefore Guidehouse did not verify savings.
*** Includes the commercial segment of HLR in total
Benefit-Cost Ratios by Program Groups and Cost Test – PY 2017
| Total Resource Cost Test | Societal Cost Test | Utility Cost Test | Participant Cost Test | Rate Impact Measure Test
Portfolio | 1.6301 | 1.9044 | 3.0015 | 1.7671 | 0.95455
EE Programs* | 1.4476 | 1.7108 | 2.7983 | 1.8268 | 0.77856
Residential EE Programs | 1.1784 | 1.351 | 1.7965 | 2.4998 | 0.5481
C&I EE Programs | 1.5222 | 1.8106 | 3.179 | 1.6763 | 0.85584
DR Programs | 2.4634 | 2.8234 | 4.276 | 0.87358 | 2.4936
*Inclusive of administrative costs for educational program costs, market research, software development, and EM&V.
Benefit-Cost Ratios by Program and Cost Test – PY 2018
Sector | Program | Total Resource Cost Test | Total Resource Cost Test | Societal Cost Test | Utility Cost Test | Participant Cost Test | Rate Impact Measure Test
|  | Evergy Metro | Guidehouse
Commercial EE Programs | Business EER - Standard | 1.2458 | 1.3363 | 1.5936 | 4.8305 | 1.3406 | 0.91085
| Business EER - Custom | 1.1325 | 1.2493 | 1.5547 | 2.9149 | 1.3157 | 0.82972
| Block Bidding | 0.75611 | 0.44 | 0.55 | 0.83 | 0.61 | 0.51
| Strategic Energy Management | -0.044107 | N/A | N/A | N/A | N/A | N/A
| Small Business Lighting | 0.030521 | N/A | N/A | N/A | N/A | N/A
Residential EE Programs | Whole House Efficiency | 0.89625 | 1.0821 | 1.3097 | 2.014 | 1.7886 | 0.6
| Income-Eligible Multifamily | 0.67213 | 1.4019 | 1.7039 | 1.4019 | 7.0003 | 0.36976
| Home Lighting Rebate*** | 1.1388 | 2.0495 | 2.2765 | 1.8325 | 14.8668 | 0.42212
Educational Programs | Income-Eligible Home Energy Report | 1.3217 | 1.1824 | 1.1824 | 1.1824 | INF* | 0.40519
| Home Energy Report | 4.0763 | 3.3467 | 3.3467 | 3.3467 | INF* | 0.47883
| Home Online Energy Audit | N/A | N/A | N/A | N/A | N/A | N/A
| Business Online Energy Audit | N/A | N/A | N/A | N/A | N/A | N/A
DR Programs | Business Programmable Thermostat | 0.17818 | 0.34864 | 0.4043 | 0.35488 | 1.0845 | 0.34628
| Residential Programmable Thermostat | -0.30705 | 0.33838 | 0.39217 | 0.30232 | 2.1977 | 0.30978
| Demand Response Incentive | 7.9013 | 6.8919 | 6.8919 | 2.0191 | 537.7332 | 2.0191
*Ratios are infinite because there are positive benefits and no participant costs.
** Guidehouse did not perform benefit-cost calculations for the Online Home Energy Audit, Online Business Energy Audit, Block Bidding, Strategic Energy Management, or Income-Eligible Weatherization programs because Evergy Metro does not claim savings for these programs and therefore Guidehouse did not verify savings.
*** Includes the commercial segment of HLR in total
Benefit-Cost Ratios by Program Groups and Cost Test – PY 2018
| Total Resource Cost Test | Societal Cost Test | Utility Cost Test | Participant Cost Test | Rate Impact Measure Test
Portfolio | 1.2814 | 1.5301 | 2.5284 | 1.7347 | 0.7337
EE Programs* | 1.274 | 1.5413 | 2.9174 | 1.6412 | 0.74052
Residential EE Programs | 1.3196 | 1.5694 | 1.7336 | 3.7559 | 0.46357
C&I EE Programs | 1.2636 | 1.5348 | 3.4904 | 1.3141 | 0.86473
DR Programs | 1.3739 | 1.4193 | 0.93101 | 7.8895 | 0.94411
*Inclusive of administrative costs for educational program costs, market research, software development, and EM&V.
Benefit-Cost Ratios by Program and Cost Test – PY 2019
Sector | Program | Total Resource Cost Test | Societal Cost Test | Utility Cost Test | Participant Cost Test | Rate Impact Measure Test
Guidehouse
Commercial EE Programs | Business EER - Standard | 1.2671 | 1.4913 | 3.0675 | 1.4408 | 0.8409
| Business EER - Custom | 1.0171 | 1.2847 | 1.9143 | 1.1921 | 0.73094
| Block Bidding | 0 | 0 | 0 | N/A | 0
| Strategic Energy Management | 0 | 0 | 0 | N/A | 0
| Small Business Lighting | N/A | N/A | N/A | N/A | N/A
Residential EE Programs | Whole House Efficiency | 1.4528 | 1.8289 | 2.38 | 2.2762 | 0.65287
| Income-Eligible Multifamily | 0.9 | 1.11 | 0.89642 | 5.24 | 0.32766
| Home Lighting Rebate*** | 2.9858 | 3.4809 | 4.6038 | 6.256 | 0.50472
Educational Programs | Income-Eligible Home Energy Report | 0.22638 | 0.22638 | 0.22638 | N/A | 0.17527
| Home Energy Report | 1.4745 | 1.4745 | 1.4745 | N/A | 0.46505
| Home Online Energy Audit | N/A | N/A | N/A | N/A | N/A
| Business Online Energy Audit | N/A | N/A | N/A | N/A | N/A
DR Programs | Business Programmable Thermostat | 1.4255 | 1.6531 | 2.0189 | 0.43118 | 1.7378
| Residential Programmable Thermostat | 1.8949 | 2.1974 | 2.7052 | 0.9047 | 1.9087
| Demand Response Incentive | 12.5093 | 12.5093 | 3.3943 | 338.265 | 3.3943
*Ratios are infinite because there are positive benefits and no participant costs.
** Guidehouse did not perform benefit-cost calculations for the Online Home Energy Audit, Online Business Energy Audit, Block Bidding, Strategic Energy Management, or Income-Eligible Weatherization programs because Evergy Metro does not claim savings for these programs and therefore Guidehouse did not verify savings.
*** Includes the commercial segment of HLR in total
Benefit-Cost Ratios by Program Groups and Cost Test – PY 2019
| Total Resource Cost Test | Societal Cost Test | Utility Cost Test | Participant Cost Test | Rate Impact Measure Test
Portfolio | 1.53 | 1.8 | 2.4991 | 2.27 | 0.72059
EE Programs* | 1.43 | 1.72 | 2.6089 | 2.26 | 0.63337
Residential EE Programs | 2.02 | 2.42 | 2.9054 | 4.56 | 0.5166
C&I EE Programs | 1.1424 | 1.3851 | 2.399 | 1.3118 | 0.78565
DR Programs | 2.6793 | 2.957 | 2.8973 | 1.3884 | 2.2509
*Inclusive of administrative costs for educational program costs, market research, software development, and EM&V.
Benefit-Cost Ratios by Program and Cost Test – Program to Date
Sector | Program | Total Resource Cost Test | Societal Cost Test | Utility Cost Test | Participant Cost Test | Rate Impact Measure Test
Guidehouse
Commercial EE Programs | Business EER - Standard | 1.4461 | 1.7049 | 3.2746 | 1.6177 | 0.83696
| Business EER - Custom | 1.1232 | 1.4079 | 2.1373 | 1.3283 | 0.75905
| Block Bidding | 0.43438 | 0.54521 | 0.5926 | 0.97454 | 0.40661
| Strategic Energy Management | 4.076 | 4.3404 | 3.9993 | 14.1512 | 0.63892
| Small Business Lighting | 0.85348 | 1.0086 | 1.1849 | 1.4595 | 0.58575
Residential EE Programs | Whole House Efficiency | 1.1323 | 1.3952 | 1.895 | 1.6705 | 0.66596
| Income-Eligible Multifamily | 1.1467 | 1.3574 | 1.1464 | 9.1562 | 0.36392
| Home Lighting Rebate*** | 1.9621 | 2.2965 | 2.6606 | 5.076 | 0.48671
Educational Programs | Income-Eligible Home Energy Report | 0.50205 | 0.49854 | 0.50205 | INF* | 0.2807
| Home Energy Report | 1.7683 | 1.7648 | 1.7683 | INF* | 0.47702
| Home Online Energy Audit | N/A | N/A | N/A | N/A | N/A
| Business Online Energy Audit | N/A | N/A | N/A | N/A | N/A
DR Programs | Business Programmable Thermostat | 1.5657 | 1.801 | 2.2054 | 0.58066 | 1.8449
| Residential Programmable Thermostat | 1.9174 | 2.2261 | 2.9191 | 0.93455 | 1.8783
| Demand Response Incentive | 9.6815 | 9.6531 | 2.6885 | 558.296 | 2.6885
*Ratios are infinite because there are positive benefits and no participant costs.
** Guidehouse did not perform benefit-cost calculations for the Online Home Energy Audit, Online Business Energy Audit, Block Bidding, Strategic Energy Management, or Income-Eligible Weatherization programs because Evergy Metro does not claim savings for these programs and therefore Guidehouse did not verify savings.
*** Includes all components of HLR which covers both residential and commercial cross sector sales
Benefit-Cost Ratios by Program Groups and Cost Test – Program to Date
| Total Resource Cost Test | Societal Cost Test | Utility Cost Test | Participant Cost Test | Rate Impact Measure Test
Portfolio | 1.4789 | 1.7372 | 2.51 | 1.9353 | 0.79802
EE Programs* | 1.377 | 1.6414 | 2.5641 | 1.9269 | 0.70556
Residential EE Programs | 1.4203 | 1.7006 | 2.0041 | 3.2932 | 0.52027
C&I EE Programs | 1.3633 | 1.6227 | 2.8289 | 1.5887 | 0.80117
DR Programs | 2.2733 | 2.5711 | 2.8551 | 1.2088 | 1.998
*Inclusive of administrative costs for educational program costs, market research, software development, and EM&V.
Program Administrative Costs - PY2016
Sector | Program | Rebate Costs | Direct Program Admin Costs** | Indirect Program Admin Costs | Total Costs | Benefits from Energy Savings | Benefits from Demand Savings | Total Benefits | Total Net Benefits
Commercial EE Programs | BUSINESS EER - Standard | 5886800.1001 | 1694684.08 | * | 7581484.1801 | 12438352.5817 | 6796108.5232 | 19234461.1049 | 11652976.9248
| BUSINESS EER - Custom | 307085 | 1073633.45 | * | 1380718.45 | 1283997.2075 | 753189.6305 | 2037186.838 | 656468.388
| Block Bidding | 0 | 232993.76 | * | 232993.76 | 0 | 0 | 0 | -232993.76
| Strategic Energy Management | 0 | 246688.64 | * | 246688.64 | 0 | 0 | 0 | -246688.64
| Small Business Lighting | 273146.5 | 310960.61 | * | 584107.11 | 328098.9939 | 175618.5758 | 503717.5697 | -80389.5403
Residential EE Programs | Whole House Efficiency | 613309.07 | 1193452.45 | * | 1806761.52 | 931120.1406 | 1597797.5541 | 2528917.6947 | 722156.1747
| Income-Eligible Multi-Family | 0 | 533024.55 | * | 533024.55 | 324185.392 | 129905.0506 | 454090.4426 | -78934.1074
| Home Lighting Rebate*** | 892128.13 | 977344.93 | * | 1869473.06 | 2728651.343 | 1098816.9228 | 3827468.2658 | 1957995.2058
Educational Programs | Income-Eligible Home Energy Report | 0 | 151085.39 | * | 151085.39 | 42531.6718 | 46848.2428 | 89379.9146 | -61705.4754
| Home Energy Report | 0 | 477263.4 | * | 477263.4 | 500761.5822 | 484476.3173 | 985237.8995 | 507974.4995
| Online Home Energy Audit | 0 | 169076.46 | * | 169076.46 | 0 | 0 | 0 | -169076.46
| Online Business Energy Audit | 0 | 24462.7 | * | 24462.7 | 0 | 0 | 0 | -24462.7
DR Programs | Business Programmable Thermostat | 13327.1838 | 22140.82 | * | 35468.0038 | 10557.1875 | 89736.376 | 100293.5635 | 64825.5597
| Residential Programmable Thermostat | 881543.862 | 2061907.81 | * | 2943451.672 | 743135.4795 | 5333287.3017 | 6076422.7813 | 3132971.1092
| Demand Response Incentive | 429000 | 121633.89 | * | 550633.89 | 0 | 1662357.0026 | 1662357.0026 | 1111723.1126
Portfolio | Portfolio Total | 9296339.8459 | 9292025.78 | * | 18588365.6259 | 19331391.5797 | 18168141.4975 | 37499533.0772 | 18912840.2913
*Evergy allocates indirect program administrative costs to programs as a percentage of total budget. These costs are not tracked separately from direct program administrative costs and are therefore included in that total.
** Portfolio Total Direct Program Admin Costs include a Portfolio cost of $1672.84 which represents costs that are not allocated to a specific program.
Program Administrative Costs - PY2017
Sector | Program | Rebate Costs | Direct Program Admin Costs** | Indirect Program Admin Costs | Total Costs | Benefits from Energy and Demand Savings*** | Total Benefits | Total Net Benefits
Commercial EE Programs | BUSINESS EER - Standard | 6011295.41 | 1775682.94 | * | 7786978.35 | 24903035.3144 | 24903035.3144 | 17116056.9644
| BUSINESS EER - Custom | 714697 | 1326064.32 | * | 2040761.32 | 2966831.1564 | 2966831.1564 | 926069.8364
| Block Bidding | 11549 | 213621.36 | * | 225170.36 | 130881.5527 | 130881.5527 | -94288.8073
| Strategic Energy Management | 322472.23 | 313737.74 | * | 636209.97 | 2834151.1034 | 2834151.1034 | 2197941.1334
| Small Business Lighting | 367888.8 | 311347.62 | * | 679236.42 | 977679.8785 | 977679.8785 | 298443.4585
Residential EE Programs | Whole House Efficiency | 1177321.61 | 991699.22 | * | 2169020.83 | 3786213.8259 | 3786213.8259 | 1617192.9959
| Income-Eligible Multi-Family | 1085.39 | 728098.86 | * | 729184.25 | 827528.5979 | 827528.5979 | 98344.3479
| Home Lighting Rebate*** | 583563.37 | 838391.66 | * | 1421955.03 | 2218082.5779 | 2218082.5779 | 796127.5479
Educational Programs | Income-Eligible Home Energy Report | 0 | 254944.52 | * | 254944.52 | 95589.2057 | 95589.2057 | -159355.3143
| Home Energy Report | 0 | 771032.15 | * | 771032.15 | 855014.5212 | 855014.5212 | 83982.3712
| Online Home Energy Audit | 0 | 54850.21 | * | 54850.21 | 0 | 0 | -54850.21
| Online Business Energy Audit | 0 | 12701.37 | * | 12701.37 | 0 | 0 | -12701.37
DR Programs | Business Programmable Thermostat | 0 | 123297.87 | * | 123297.87 | 316246.3754 | 316246.3754 | 192948.5054
| Residential Programmable Thermostat | 22550 | 3577301.26 | * | 3599851.26 | 14789706.1642 | 14789706.1642 | 11189854.9042
| Demand Response Incentive | 455450.03 | 213191.68 | * | 668641.71 | 1424911.3047 | 1424911.3047 | 756269.5947
Portfolio | Portfolio Total | 9667872.84 | 11505962.78 | * | 21173835.62 | 56125871.5783 | 56125871.5783 | 34952035.9583
*Evergy allocates indirect program administrative costs to programs as a percentage of total budget. These costs are not tracked separately from direct program administrative costs and are therefore included in that total.
***DSMore energy and demand benefit exported results given summed.
Program Administrative Costs - PY2018
Sector | Program | Rebate Costs | Direct Program Admin Costs** | Indirect Program Admin Costs | Total Costs | Benefits from Energy and Demand Savings*** | Total Benefits | Total Net Benefits
Commercial EE Programs | BUSINESS EER - Standard | 1598767.61 | 1210318.91 | * | 2809086.52 | 11206804.804 | 11206804.804 | 8397718.284
| BUSINESS EER - Custom | 2240540.62 | 1435610.73 | * | 3676151.35 | 8849886.0796 | 8849886.0796 | 5173734.7296
| Block Bidding | 37625.37 | 248037.34 | * | 285662.71 | 195701.1347 | 195701.1347 | -89961.5753
| Strategic Energy Management | 17106.34 | 212103.22 | * | 229209.56 | 167897.901 | 167897.901 | -61311.659
| Small Business Lighting | 1832 | 82382.19 | * | 84214.19 | 1602.2127 | 1602.2127 | -82611.9773
Residential EE Programs | Whole House Efficiency | 667290.65 | 672572.86 | * | 1339863.51 | 2228666.3952 | 2228666.3952 | 888802.8852
| Income-Eligible Multi-Family | 538695.83 | 813678.03 | * | 1352373.86 | 1565815.7166 | 1565815.7166 | 213441.8566
| Home Lighting Rebate*** | 242960.6 | 493974.78 | * | 736935.38 | 1115281.4021 | 1115281.4021 | 378346.0221
Educational Programs | Income-Eligible Home Energy Report | 0 | 61911.93 | * | 61911.93 | 60457.8837 | 60457.8837 | -1454.0463
| Home Energy Report | 0 | 232162.78 | * | 232162.78 | 641692.4716 | 641692.4716 | 409529.6916
| Online Home Energy Audit | 0 | 19032.55 | * | 19032.55 | 0 | 0 | -19032.55
| Online Business Energy Audit | 0 | 11551.98 | * | 11551.98 | 0 | 0 | -11551.98
DR Programs | Business Programmable Thermostat | 1725 | 58275.54 | * | 60000.54 | 17585.9236 | 17585.9236 | -42414.6164
| Residential Programmable Thermostat | 226150 | 1045529.58 | * | 1271679.58 | 317521.8267 | 317521.8267 | -954157.7533
| Demand Response Incentive | 542984.06 | 223560.57 | * | 766544.63 | 1278249.8643 | 1278249.8643 | 511705.2343
Portfolio | Portfolio Total** | 6115678.08 | 6820702.99 | * | 12936381.07 | 27647163.6159 | 27647163.6159 | 14710782.5459
*Evergy allocates indirect program administrative costs to programs as a percentage of total budget. These costs are not tracked separately from direct program administrative costs and are therefore included in that total.
**Research and Pilot spending not included for program only spending phase consistency.
***DSMore energy and demand benefit exported results given summed.
Program Administrative Costs - PY2019
Sector | Program | Rebate Costs | Direct Program Admin Costs** | Indirect Program Admin Costs | Total Costs | Benefits from Energy and Demand Savings*** | Total Benefits | Total Net Benefits
Commercial EE Programs | BUSINESS EER - Standard | 1398625.43 | 1304193.36 |  | 2702818.79 | 7028929.967 | 7028929.967 | 4326111.177
| BUSINESS EER - Custom | 2132112.11 | 1376352.68 |  | 3508464.79 | 4929073.7365 | 4929073.7365 | 1420608.9465
| Block Bidding | 57443.88 | 89848.01 |  | 147291.89 | 0 | 0 | -147291.89
| Strategic Energy Management | 0 | 1679.56 |  | 1679.56 | 0 | 0 | -1679.56
| Small Business Lighting | 0 | 0 |  | 0 | 0 | 0 | 0
Residential EE Programs | Whole House Efficiency | 807635.15 | 733905.68 |  | 1541540.83 | 2919734.7798 | 2919734.7798 | 1378193.9498
| Income-Eligible Multi-Family | 391044.25 | 725547.46 |  | 1116591.71 | 789820.6732 | 789820.6732 | -326771.0368
| Home Lighting Rebate*** | 1196617.28 | 617158.96 |  | 1813776.24 | 6545072.7564 | 6545072.7564 | 4731296.5164
Educational Programs | Income-Eligible Home Energy Report | 0 | 144867.39 |  | 144867.39 | 25651.3362 | 25651.3362 | -119216.0538
| Home Energy Report | 0 | 429716.34 |  | 429716.34 | 495999.5711 | 495999.5711 | 66283.2311
| Online Home Energy Audit | 0 | 107266.16 |  | 107266.16 | 0 | 0 | -107266.16
| Online Business Energy Audit | 0 | 12970.15 |  | 12970.15 | 0 | 0 | -12970.15
DR Programs | Business Programmable Thermostat | 3275 | 48520.21 |  | 51795.21 | 78437.4683 | 78437.4683 | 26642.2583
| Residential Programmable Thermostat | 341300 | 1314460.94 |  | 1655760.94 | 3479382.987 | 3479382.987 | 1823622.047
| Demand Response Incentive | 533655.38 | 189183.88 |  | 722839.26 | 1920572.7929 | 1920572.7929 | 1197733.5329
Portfolio | Portfolio Total** | 6861708.48 | 7095670.78 | * | 13957379.26 | 28212676.0684 | 28212676.0684 | 14255296.8084
*Evergy allocates indirect program administrative costs to programs as a percentage of total budget. These costs are not tracked separately from direct program administrative costs and are therefore included in that total.
**Research and Pilot spending not included for program only spending phase consistency.
***DSMore energy and demand benefit exported results given summed.
Program Administrative Costs - Program to Date
Sector | Program | Rebate Costs | Direct Program Admin Costs** | Indirect Program Admin Costs | Total Costs | Benefits from Energy and Demand Savings*** | Total Benefits | Total Net Benefits
Commercial EE Programs | BUSINESS EER - Standard | 14895488.5501 | 5984879.29 | * | 20880367.8401 | 62373231.1903 | 62373231.1903 | 41492863.3502
| BUSINESS EER - Custom | 5394434.73 | 5211661.18 | * | 10606095.91 | 18782977.8105 | 18782977.8105 | 8176881.9005
| Block Bidding | 106618.25 | 784500.47 | * | 891118.72 | 326582.6875 | 326582.6875 | -564536.0325
| Strategic Energy Management | 339578.57 | 774209.16 | * | 1113787.73 | 3002049.0044 | 3002049.0044 | 1888261.2744
| Small Business Lighting | 642867.3 | 704690.42 | * | 1347557.72 | 1482999.6609 | 1482999.6609 | 135441.9409
Residential EE Programs | Whole House Efficiency | 3265556.48 | 3591630.21 | * | 6857186.69 | 11463532.6956 | 11463532.6956 | 4606346.0056
| Income-Eligible Multi-Family | 930825.47 | 2800348.9 | * | 3731174.37 | 3637255.4303 | 3637255.4303 | -93918.9397
| Home Lighting Rebate*** | 2915269.38 | 2926870.33 | * | 5842139.71 | 13705905.0022 | 13705905.0022 | 7863765.2922
Educational Programs | Income-Eligible Home Energy Report | 0 | 612809.23 | * | 612809.23 | 271078.3402 | 271078.3402 | -341730.8898
| Home Energy Report | 0 | 1910174.67 | * | 1910174.67 | 2977944.4634 | 2977944.4634 | 1067769.7934
| Online Home Energy Audit | 0 | 350225.38 | * | 350225.38 | 0 | 0 | -350225.38
| Online Business Energy Audit | 0 | 61686.2 | * | 61686.2 | 0 | 0 | -61686.2
DR Programs | Business Programmable Thermostat | 18327.1838 | 252234.44 | * | 270561.6238 | 512563.3308 | 512563.3308 | 242001.707
| Residential Programmable Thermostat | 1471543.862 | 7999199.59 | * | 9470743.452 | 24663033.7591 | 24663033.7591 | 15192290.3071
| Demand Response Incentive | 1961089.47 | 747570.02 | * | 2708659.49 | 6286090.9646 | 6286090.9646 | 3577431.4746
Portfolio | Portfolio Total | 31941599.2459 | 34712689.49 | * | 66654288.7359 | 149485244.3398 | 149485244.3398 | 82830955.6039
*Evergy allocates indirect program administrative costs to programs as a percentage of total budget. These costs are not tracked separately from direct program administrative costs and are therefore included in that total.
***DSMore energy and demand benefit exported results given summed.
MEEIA 2 - Discount Rate Matrix
Benefit Cost Test
TRC | UCT | RIM | SCT | PCT
6.58% | 6.58% | 6.58% | 3% | 10%
Note: The EM&V report applied the following discount rates when calculating net present value.
This chart isn't available in your version of Excel. Editing this shape or saving this workbook into a different file format will permanently break the chart.
This chart isn't available in your version of Excel. Editing this shape or saving this workbook into a different file format will permanently break the chart.
This chart isn't available in your version of Excel. Editing this shape or saving this workbook into a different file format will permanently break the chart.
This chart isn't available in your version of Excel. Editing this shape or saving this workbook into a different file format will permanently break the chart.
This chart isn't available in your version of Excel. Editing this shape or saving this workbook into a different file format will permanently break the chart.
This chart isn't available in your version of Excel. Editing this shape or saving this workbook into a different file format will permanently break the chart.
This chart isn't available in your version of Excel. Editing this shape or saving this workbook into a different file format will permanently break the chart.
This chart isn't available in your version of Excel. Editing this shape or saving this workbook into a different file format will permanently break the chart.

## Overall Results PY 2018
Evergy Metro, Inc. Evaluation, Measurement, and Verification Report: Databook
Overall Portfolio: Data Tables | [9 empty] | Overall Program: Figures
Data is sourced to Guidehouse analysis unless otherwise noted.
Energy Savings at the Customer Meter – PY 2018 | [9 empty] | Distribution of Gross Energy Savings by Program (PY2018) | [6 empty] | Distribution of Net Energy Savings by Program (PY2018)
Sector | Program |  | Gross |  |  | Net
|  | Reported Savings (kWh) | Verified Savings (kWh) | Realization Rate (%) | MEEIA 3-Year Target (kWh) | Verified Savings (kWh) | % of MEEIA Target Achieved | [5 empty] | Verified Gross | % of total Gross | Verified Net | % of total Net
Commercial EE Programs | Commercial EE Programs Subtotal | 49133922.819 | 51670827.9782 | 105.2% | 125328435.2072 | 44316300.8489 | 35.36%
| Business EER - Standard | 25328049.32 | 28793181.996 | 113.7% | 58370690.222 | 27641454.7161 | 47.36% |  |  |  | Business EER - Standard |  | 28793181.996 | 34.37% | 27641454.7161 | 37.6%
| Business EER - Custom | 23184399.696 | 23415657.1097 | 101% | 44361460.04 | 17327586.2612 | 39.06% |  |  |  | Business EER - Custom |  | 23415657.1097 | 27.95% | 17327586.2612 | 23.57%
| Block Bidding | 740190.56 | 439038.4938 | 59.31% | 10059398.3332 | 324888.4854 | 3.23% |  |  |  | Block Bidding |  | 439038.4938 | 0.524% | 324888.4854 | 0.442%
| Strategic Energy Management | -123710 | -981573 | N/A | 9027253.032 | -981573 | -10.87% |  |  |  | SEM |  | -981573 | -1.172% | -981573 | -1.335%
| Small Bus. Lighting | 4993.243 | 4523.3787 | 90.59% | 3509633.58 | 3944.3862 | 0.1124% |  |  |  | Small Bus. Lighting |  | 4523.3787 | 0.005399% | 3944.3862 | 0.005366%
Residential EE Programs | Residential EE Programs Subtotal | 16217624.2729 | 16684185.3226 | 102.9% | 52738257.938 | 13760067.2693 | 26.09%
| Whole House Efficiency | 6553953.5078 | 4387961.4076 | 66.95% | 17468256 | 3598128.3542 | 20.6% |  |  |  | Whole House Efficiency |  | 4387961.4076 | 5.237% | 3598128.3542 | 4.895%
| Income-Eligible Multi-Family | 4752440.7651 | 5267344.9151 | 110.8% | 10577131.688 | 5267344.9151 | 49.8% |  |  |  | IEMF |  | 5267344.9151 | 6.287% | 5267344.9151 | 7.166%
| Home Lighting Rebate | 4911230 | 7028879 | 143.1% | 24692870.25 | 4894594 | 19.82% |  |  |  | Home Lighting Rebate |  | 7028879 | 8.389% | 4894594 | 6.659%
Educational Programs | Educational Programs Subtotal | 18982350 | 15455057 | 81.42% | 15544697 | 15455057 | 99.42%
| Income-Eligible Home Energy Report | 1406789 | 1216306 | 86.46% | 1682756 | 1216306 | 72.28% |  |  |  | IE Home Energy Report |  | 1216306 | 1.452% | 1216306 | 1.655%
| Home Energy Report | 17575561 | 14238751 | 81.01% | 13861941 | 14238751 | 102.7% |  |  |  | Home Energy Report |  | 14238751 | 16.99% | 14238751 | 19.37%
| Home Online Energy Audit | Educational programs are not part of MEEIA Targets for Energy or Demand Savings.
Business Online Energy Audit
DR Programs | DR Programs Subtotal | -115962 | -25309 | N/A | 4486482 | -25309 | -0.5641%
| Business Programmable Thermostat | 3696 | 3076 | 83.23% | 98406 | 3076 | 3.126% |  |  |  | Business Programmable Thermostat |  | 3076 | 0.003671% | 3076 | 0.004185%
| Residential Programmable Thermostat | -119658 | -28385 | N/A | 4388076 | -28385 | -0.6469% |  |  |  | Residential Programmable Thermostat |  | -28385 | -0.03388% | -28385 | -0.03862%
| Demand Response Incentive | The Demand Response Incentive Program did not claim any energy savings. | [8 empty] | Demand Response Incentive |  | 0 |  | 0 | 0%
KCP&L-MO TOTAL |  | 84217935.0919 | 83784761.3008 | 99.49% | 198097872.1452 | 73506116.1182 | 37.11% | [5 empty] | 83784761.3008 |  | 73506116.1182 | 100%
Note: Gross realization rates are the ratio of verified gross savings to reported gross savings and indicates the accuracy of deemed savings tracked by KCP&L-MO.
Coincident Demand Savings at the Customer Meter – PY 2018
Sector | Program |  | Gross |  |  | Net |  |  |  | Distribution of Demand Savings by Program (PY2018) | [6 empty] | Distribution of Net Demand Savings by Program (PY2018)
|  | Reported Savings (kW) | Verified Savings (kW) | Realization Rate (%) | MEEIA 3-Year Target (kW) | Verified Savings (kW) | % of MEEIA Target Achieved
Commercial EE Programs | Commercial EE Programs Subtotal | 10142.9264 | 10864.0102 | 107.1% | 27388.7708 | 9380.6635 | 34.25%
| Business EER - Standard | 5156.4753 | 5644.95 | 109.5% | 10933.6198 | 5419.152 | 49.56% | [5 empty] | Verified Gross | % of total Gross | Verified Net | % of total Net
| Business EER - Custom | 4692.9539 | 4722.7924 | 100.6% | 12127.82 | 3494.8664 | 28.82% |  |  |  | Business EER - Custom |  | 4722.7924 | 14.85% | 3494.8664 | 11.8%
| Block Bidding | 292.4749 | 113.4639 | 38.79% | 1744 | 83.9633 | 4.814% |  |  |  | Business EER - Standard |  | 5644.95 | 17.75% | 5419.152 | 18.29%
| Strategic Energy Management | 0 | 381.85 | N/A | 2021.394 | 381.85 | 18.89% |  |  |  | Small Bus. Lighting |  | 0.95399 | 0.002999% | 0.83188 | 0.002808%
| Small Bus. Lighting | 1.0223 | 0.95399 | 93.32% | 561.937 | 0.83188 | 0.148% |  |  |  | Whole House Efficiency |  | 2312.9694 | 7.271% | 1896.6349 | 6.402%
Residential EE Programs | Residential EE Programs Subtotal | 4228.7346 | 3980.1917 | 94.12% | 8362.6387 | 3250.8572 | 38.87%
| Whole House Efficiency | 3185.4041 | 2312.9694 | 72.61% | 4322 | 1896.6349 | 43.88% |  |  |  | Income-Eligible Multi-Family |  | 648.2224 | 2.038% | 648.2224 | 2.188%
| Income-Eligible Multi-Family | 553.3305 | 648.2224 | 117.1% | 1542.9512 | 648.2224 | 42.01% |  |  |  | Home Lighting Rebate |  | 1019 | 3.203% | 706 | 2.383%
| Home Lighting Rebate | 490 | 1019 | 208% | 2497.6875 | 706 | 28.27% |  |  |  | Income-Eligible Home Energy Report |  | 335.9459 | 1.056% | 335.9459 | 1.134%
Educational Programs | Educational Programs Subtotal | 4249.153 | 3572.9092 | 84.09% | 3340 | 3572.9092 | 107%
| Income-Eligible Home Energy Report | 363.893 | 335.9459 | 92.32% | 474 | 335.9459 | 70.87% |  |  |  | Home Energy Report |  | 3236.9632 | 10.18% | 3236.9632 | 10.93%
| Home Energy Report | 3885.26 | 3236.9632 | 83.31% | 2866 | 3236.9632 | 112.9% |  |  |  | Residential Programmable Thermostat |  | 404.6 | 1.272% | 404.6 | 1.366%
| Home Online Energy Audit | Educational programs are not part of MEEIA Targets for Energy or Demand Savings | [8 empty] | Business Programmable Thermostat |  | 21 | 0.06602% | 21 | 0.07088%
| Business Online Energy Audit | [9 empty] | Demand Response Incentive |  | 13463.53 | 42.32% | 13463.53 | 45.44%
DR Programs | DR Programs Subtotal | 16187.52 | 13889.13 | 85.8% | 27235.86 | 13889.13 | 51%
| Business Programmable Thermostat | 10.08 | 21 | 208.3% | 268.38 | 21 | 7.825% | [5 empty] | 31810.9273 | 1 | 29627.7466 | 1
| Residential Programmable Thermostat | -322.56 | 404.6 | N/A | 11967.48 | 404.6 | 3.381%
| Demand Response Incentive | 16500 | 13463.53 | 81.6% | 15000 | 13463.53 | 89.76%
KCP&L-MO TOTAL |  | 34808.334 | 32306.2412 | 92.81% | 66327.2695 | 30093.5599 | 45.37%
Note: Gross realization rates are the ratio of verified gross savings to reported gross savings and indicates the accuracy of deemed savings tracked by KCP&L-MO.
Energy Savings at the Customer Meter – Program to Date
Sector | Program |  | Gross |  |  | Net |  |  |  | Distribution of Gross Energy Savings by Program (Program to Date) | [6 empty] | Distribution of Net Energy Savings by Program (Program to Date)
|  | Reported Savings (kWh) | Verified Savings (kWh) | Realization Rate (%) | MEEIA 3-Year Target (kWh) | Verified Savings (kWh) | % of MEEIA Target Achieved |  |  |  | Percent of Verified Gross Savings (kWh) | Percent Verified Net Savings (kWh) | Percent of Verified Gross Savings (kW) | Percent Verified Net Savings (kW)
Commercial EE Programs | Commercial EE Programs Subtotal | 214473343.5541 | 184054204.1569 | 85.82% | 125328435.2072 | 168823056.7806 | 134.7%
| Business EER - Standard | 158049860.4052 | 125601522.9921 | 79.47% | 58370690.222 | 120577462.0724 | 206.6% |  |  | Business EER - Standard | 48.43% | 51.18% | 26.2% | 26.86%
| Business EER - Custom | 34496376.156 | 34642179.1234 | 100.4% | 44361460.04 | 25118255.7303 | 56.62% |  |  | Business EER - Custom | 13.36% | 10.66% | 8.484% | 6.567%
| Block Bidding | 965961.61 | 767130.5879 | 79.42% | 10059398.3332 | 538918.3031 | 5.357% |  |  | Block Bidding | 0.2958% | 0.2287% | 0.2186% | 0.1647%
| Strategic Energy Management | 16143524 | 19489068.4943 | 120.7% | 9027253.032 | 19489068.4943 | 215.9% |  |  | SEM | 7.515% | 8.272% | 0.4784% | 0.5109%
| Small Bus. Lighting | 4817621.3829 | 3554302.9592 | 73.78% | 3509633.58 | 3099352.1805 | 88.31% |  |  | Small Bus. Lighting | 1.37% | 1.316% | 0.7151% | 0.666%
Residential EE Programs | Residential EE Programs Subtotal | 56934568.7659 | 54677058.6288 | 96.03% | 52738257.938 | 46156042.5173 | 87.52%
| Whole House Efficiency | 15644587.0494 | 13932687.2124 | 89.06% | 17468256 | 11424803.5142 | 65.4% |  |  | Whole House Efficiency | 5.372% | 4.849% | 10.53% | 9.222%
| Income-Eligible Multi-Family | 12353837.6621 | 11291416.4163 | 91.4% | 10577131.688 | 11291416.5851 | 106.8% |  |  | IEMF | 4.354% | 4.793% | 1.626% | 1.737%
| Home Lighting Rebate | 28936144.0544 | 29452955 | 101.8% | 24692870.25 | 23439822.418 | 94.93% |  |  | Home Lighting Rebate | 11.36% | 9.949% | 4.479% | 3.782%
Educational Programs | Educational Programs Subtotal | 18982350 | 15455057 | 81.42% | 15544697 | 15455057 | 99.42%
| Income-Eligible Home Energy Report | 1406789 | 1216306 | 86.46% | 1682756 | 1216306 | 72.28% |  |  | IE Home Energy Report | 0.469% | 0.5163% | 0.4209% | 0.4495%
| Home Energy Report | 17575561 | 14238751 | 81.01% | 13861941 | 14238751 | 102.7% |  |  | Home Energy Report | 5.49% | 6.044% | 4.055% | 4.331%
| Home Online Energy Audit | Educational programs are not part of MEEIA Targets for Energy or Demand Savings. | [7 empty] | Business PT | 0.03428% | 0.03773% | 0.5314% | 0.5676%
| Business Online Energy Audit | [8 empty] | Residential PT | 1.957% | 2.154% | 25.4% | 27.13%
DR Programs | DR Programs Subtotal | 7217364 | 5164566 | 71.56% | 4486482 | 5164566 | 115.1% |  |  | DRI | 0% | 0% | 16.87% | 18.02%
| Business Programmable Thermostat | 141372 | 88897 | 62.88% | 98406 | 88897 | 90.34%
| Residential Programmable Thermostat | 7075992 | 5075669 | 71.73% | 4388076 | 5075669 | 115.7%
| Demand Response Incentive | The Demand Response Incentive Program did not claim any energy savings.
KCP&L-MO TOTAL |  | 297607626.32 | 259350885.7857 | 87.15% | 198097872.1452 | 235598722.2979 | 118.9%
Note: Gross realization rates are the ratio of verified gross savings to reported gross savings and indicates the accuracy of deemed savings tracked by KCP&L-MO.
Coincident Demand Savings at the Customer Meter – Program to Date
Sector | Program |  | Gross |  |  | Net |  |  |  | Distribution of Demand Savings by Program (Program to Date) | [6 empty] | Distribution of Net Demand Savings by Program (Program to Date)
|  | Reported Savings (kW) | Verified Savings (kW) | Realization Rate (%) | MEEIA 3-Year Target (kW) | Verified Savings (kW) | % of MEEIA Target Achieved
Commercial EE Programs | Commercial EE Programs Subtotal | 35775.4345 | 28808.9222 | 80.53% | 27388.7708 | 25983.9076 | 94.87%
| Business EER - Standard | 28405.7436 | 20909.483 | 73.61% | 10933.6198 | 20073.1037 | 183.6%
| Business EER - Custom | 6244.0539 | 6772.2897 | 108.5% | 12127.82 | 4908.0763 | 40.47%
| Block Bidding | 311.3049 | 174.4788 | 56.05% | 1744 | 123.1219 | 7.06%
| Strategic Energy Management | 0 | 381.85 | N/A | 2021.394 | 381.85 | 18.89%
| Small Bus. Lighting | 814.3321 | 570.8206 | 70.1% | 561.937 | 497.7556 | 88.58%
Residential EE Programs | Residential EE Programs Subtotal | 10961.5178 | 13277.8162 | 121.1% | 8362.6387 | 11016.3441 | 131.7%
| Whole House Efficiency | 6734.4215 | 8404.5339 | 124.8% | 4322 | 6891.7178 | 159.5%
| Income-Eligible Multi-Family | 1330.9411 | 1297.9524 | 97.52% | 1542.9512 | 1297.9524 | 84.12%
| Home Lighting Rebate | 2896.1552 | 3575.33 | 123.5% | 2497.6875 | 2826.674 | 113.2%
Educational Programs | Educational Programs Subtotal | 4249.153 | 3572.9092 | 84.09% | 3340 | 3572.9092 | 107%
| Income-Eligible Home Energy Report | 363.893 | 335.9459 | 92.32% | 474 | 335.9459 | 70.87%
| Home Energy Report | 3885.26 | 3236.9632 | 83.31% | 2866 | 3236.9632 | 112.9%
| Home Online Energy Audit | Educational programs are not part of MEEIA Targets for Energy or Demand Savings
Business Online Energy Audit
DR Programs | DR Programs Subtotal | 36242 | 34161.13 | 94.26% | 27235.86 | 34161.13 | 125.4%
| Business Programmable Thermostat | 386 | 424.2 | 109.9% | 268.38 | 424.2 | 158.1%
| Residential Programmable Thermostat | 19356 | 20273.4 | 104.7% | 11967.48 | 20273.4 | 169.4%
| Demand Response Incentive | 16500 | 13463.53 | 81.6% | 15000 | 13463.53 | 89.76%
KCP&L-MO TOTAL |  | 87228.1053 | 79820.7776 | 91.51% | 66327.2695 | 74734.2909 | 112.7%
Note: Gross realization rates are the ratio of verified gross savings to reported gross savings and indicates the accuracy of deemed savings tracked by KCP&L-MO.
NTG Components by Program
Program Name* | Free Ridership | Participant Spillover | Non-Participant Spillover | NTGR
Business EER - Standard | 0.05 | 0.002 | 0.004 | 96%
Business EER - Custom | 0.31 | 0.002 | 0.05 | 74%
Block Bidding | Projects Originating from the Business EER - Custom Program |  |  | 74%
| Projects Originating from the Business EER - Standard Program |  |  | 96%
Strategic Energy Management | Guidehouse assumed a net-to-gross (NTG) value of 1.0 for the SEM program
Small Bus. Lighting | 0.14 | 0.002 | 0.01 | 87.2%
Whole House Efficiency | 0.33 | 0.02 | 0.14 | 82%
Income-Eligible Multifamily | Deemed 1.0 |  |  | 100%
Home Lighting Rebate | 0.46 | 0.16 | 0 | 70%
Income-Eligible Home Energy Report | Guidehouse assumed a net-to-gross (NTG) value of 1.0 for the IE HER program
Home Energy Report | Guidehouse assumed a net-to-gross (NTG) value of 1.0 for the HER program
Home Online Energy Audit | N/A - Savings not claimed in PY2017
Business Online Energy Audit | N/A - Savings not claimed in PY2017
Business Programmable Thermostat | Guidehouse assumed a net-to-gross (NTG) value of 1.0 for the Programmable Thermostats programs and Demand Response Incentive program
Residential Programmable Thermostat
Demand Response Incentive
Portfolio Level NTG | NA | NA | NA | 93% / 91%*
Note: *A portfolio level NTG of 93% for demand and 91% for energy was calculated by dividing the verified net savings by the verified gross savings
Benefit-Cost Ratios by Program and Cost Test – PY2016
Sector | Program | Total Resource Cost Test | Total Resource Cost Test | Societal Cost Test | Utility Cost Test | Participant Cost Test | Rate Impact Measure Test
|  | Evergy Metro | Guidehouse
Commercial EE Programs | Business EER - Standard | 2.5707 | 1.4801 | 1.7137 | 2.537 | 1.9327 | 0.71385
| Business EER - Custom | 0.20382 | 1.0803 | 1.3886 | 1.4755 | 2.1929 | 0.62625
| Block Bidding | N/A | N/A | N/A | N/A | N/A | N/A
| Strategic Energy Management | N/A | N/A | N/A | N/A | N/A | N/A
| Small Business Lighting | N/A | N/A | N/A | N/A | N/A | N/A
Residential EE Programs | Whole House Efficiency | 0.65301 | 0.87732 | 1.0899 | 1.3997 | 1.148 | 0.68851
| Income-Eligible Multifamily | 0.82372 | 0.85191 | 0.94949 | 0.85191 | INF* | 0.35245
| Home Lighting Rebate*** | 1.4416 | 1.6899 | 1.9759 | 2.0474 | 4.263 | 0.51028
Educational Programs | Income-Eligible Home Energy Report | 0.64521 | 0.59159 | 0.59159 | 0.59159 | INF* | 0.33633
| Home Energy Report | 2.2264 | 2.0643 | 2.0643 | 2.0643 | INF* | 0.53917
| Home Online Energy Audit | N/A | N/A | N/A | N/A | N/A | N/A
| Business Online Energy Audit | N/A | N/A | N/A | N/A | N/A | N/A
DR Programs | Business Programmable Thermostat | 2.5094 | 2.0877 | 2.4233 | 2.8277 | 0.97086 | 1.9697
| Residential Programmable Thermostat | 2.04 | 1.6251 | 1.8869 | 2.0644 | 1.2088 | 1.3896
| Demand Response Incentive | 9.7382 | 13.5566 | 13.5566 | 3.019 | 433.3333 | 3.019
*Ratios are infinite because there are positive benefits and no participant costs.
** Guidehouse did not perform benefit-cost calculations for the Online Home Energy Audit, Online Business Energy Audit, Block Bidding, Strategic Energy Management, or Income-Eligible Weatherization programs because Evergy Metro does not claim savings for these programs and therefore Guidehouse did not verify savings.
*** Includes the commercial segment of HLR in total
Benefit-Cost Ratios by Program Groups and Cost Test – PY2016
| Total Resource Cost Test | Societal Cost Test | Utility Cost Test | Participant Cost Test | Rate Impact Measure Test
Portfolio | 1.4173 | 1.6463 | 2.0175 | 2.1013 | 0.72818
EE Programs* | 1.3482 | 1.5858 | 2.0781 | 2.0833 | 0.65329
Residential EE Programs | 1.1989 | 1.4371 | 1.618 | 2.624 | 0.5465
C&I EE Programs | 1.3998 | 1.6362 | 2.281 | 1.9381 | 0.69581
DR Programs | 2.005 | 2.2595 | 2.221 | 1.4562 | 1.5759
*Inclusive of administrative costs for educational program costs, market research, software development, and EM&V.
Benefit-Cost Ratios by Program and Cost Test – PY 2017
Sector | Program | Total Resource Cost Test | Total Resource Cost Test | Societal Cost Test | Utility Cost Test | Participant Cost Test | Rate Impact Measure Test
|  | Evergy Metro | Guidehouse
Commercial EE Programs | Business EER - Standard | 2.026 | 1.5352 | 1.8356 | 3.633 | 1.5278 | 0.92519
| Business EER - Custom | 0.94499 | 1.0204 | 1.2692 | 1.6515 | 1.3211 | 0.72665
| Block Bidding | 0.35051 | 0.56431 | 0.71298 | 0.66032 | 2.0631 | 0.43671
| Strategic Energy Management | 2.4188 | 5.0607 | 5.4244 | 5.0607 | 14.103 | 0.62869
| Small Business Lighting | 1.287 | 0.99963 | 1.196 | 1.6352 | 1.3393 | 0.71686
Residential EE Programs | Whole House Efficiency | 0.88249 | 1.1935 | 1.4069 | 1.983 | 1.6821 | 0.7072
| Income-Eligible Multifamily | 1.2766 | 1.2912 | 1.4102 | 1.2892 | INF* | 0.4015
| Home Lighting Rebate*** | 1.3484 | 1.1179 | 1.2426 | 1.7721 | 3.1413 | 0.43925
Educational Programs | Income-Eligible Home Energy Report | 0.43749 | 0.42594 | 0.42594 | 0.42594 | INF* | 0.23638
| Home Energy Report | 1.2586 | 1.2598 | 1.2598 | 1.2598 | INF* | 0.42563
| Home Online Energy Audit | N/A | N/A | N/A | N/A | N/A | N/A
| Business Online Energy Audit | N/A | N/A | N/A | N/A | N/A | N/A
DR Programs | Business Programmable Thermostat | 1.6621 | 1.8191 | 2.1098 | 2.9138 | 0.30252 | 2.4143
| Residential Programmable Thermostat | 2.2359 | 2.3294 | 2.7019 | 4.6672 | 0.75995 | 2.5026
| Demand Response Incentive | 7.955 | 7.5928 | 7.5928 | 2.4209 | INF* | 2.4209
*Ratios are infinite because there are positive benefits and no participant costs.
** Guidehouse did not perform benefit-cost calculations for the Online Home Energy Audit, Online Business Energy Audit, Block Bidding, Strategic Energy Management, or Income-Eligible Weatherization programs because Evergy Metro does not claim savings for these programs and therefore Guidehouse did not verify savings.
*** Includes the commercial segment of HLR in total
Benefit-Cost Ratios by Program Groups and Cost Test – PY 2017
| Total Resource Cost Test | Societal Cost Test | Utility Cost Test | Participant Cost Test | Rate Impact Measure Test
Portfolio | 1.6301 | 1.9044 | 3.0015 | 1.7671 | 0.95455
EE Programs* | 1.4476 | 1.7108 | 2.7983 | 1.8268 | 0.77856
Residential EE Programs | 1.1784 | 1.351 | 1.7965 | 2.4998 | 0.5481
C&I EE Programs | 1.5222 | 1.8106 | 3.179 | 1.6763 | 0.85584
DR Programs | 2.4634 | 2.8234 | 4.276 | 0.87358 | 2.4936
*Inclusive of administrative costs for educational program costs, market research, software development, and EM&V.
Benefit-Cost Ratios by Program and Cost Test – PY 2018
Sector | Program | Total Resource Cost Test | Total Resource Cost Test | Societal Cost Test | Utility Cost Test | Participant Cost Test | Rate Impact Measure Test
|  | Evergy Metro | Guidehouse
Commercial EE Programs | Business EER - Standard | 1.2458 | 1.3363 | 1.5936 | 4.8305 | 1.3406 | 0.91085
| Business EER - Custom | 1.1325 | 1.2493 | 1.5547 | 2.9149 | 1.3157 | 0.82972
| Block Bidding | 0.75611 | 0.44 | 0.55 | 0.83 | 0.61 | 0.51
| Strategic Energy Management | -0.044107 | N/A | N/A | N/A | N/A | N/A
| Small Business Lighting | 0.030521 | N/A | N/A | N/A | N/A | N/A
Residential EE Programs | Whole House Efficiency | 0.89625 | 1.0821 | 1.3097 | 2.014 | 1.7886 | 0.6
| Income-Eligible Multifamily | 0.67213 | 1.4019 | 1.7039 | 1.4019 | 7.0003 | 0.36976
| Home Lighting Rebate*** | 1.1388 | 2.0495 | 2.2765 | 1.8325 | 14.8668 | 0.42212
Educational Programs | Income-Eligible Home Energy Report | 1.3217 | 1.1824 | 1.1824 | 1.1824 | INF* | 0.40519
| Home Energy Report | 4.0763 | 3.3467 | 3.3467 | 3.3467 | INF* | 0.47883
| Home Online Energy Audit | N/A | N/A | N/A | N/A | N/A | N/A
| Business Online Energy Audit | N/A | N/A | N/A | N/A | N/A | N/A
DR Programs | Business Programmable Thermostat | 0.17818 | 0.34864 | 0.4043 | 0.35488 | 1.0845 | 0.34628
| Residential Programmable Thermostat | -0.30705 | 0.33838 | 0.39217 | 0.30232 | 2.1977 | 0.30978
| Demand Response Incentive | 7.9013 | 6.8919 | 6.8919 | 2.0191 | 537.7332 | 2.0191
*Ratios are infinite because there are positive benefits and no participant costs.
** Guidehouse did not perform benefit-cost calculations for the Online Home Energy Audit, Online Business Energy Audit, Block Bidding, Strategic Energy Management, or Income-Eligible Weatherization programs because Evergy Metro does not claim savings for these programs and therefore Guidehouse did not verify savings.
*** Includes the commercial segment of HLR in total
Benefit-Cost Ratios by Program Groups and Cost Test – PY 2018
| Total Resource Cost Test | Societal Cost Test | Utility Cost Test | Participant Cost Test | Rate Impact Measure Test
Portfolio | 1.2814 | 1.5301 | 2.5284 | 1.7347 | 0.7337
EE Programs* | 1.274 | 1.5413 | 2.9174 | 1.6412 | 0.74052
Residential EE Programs | 1.3196 | 1.5694 | 1.7336 | 3.7559 | 0.46357
C&I EE Programs | 1.2636 | 1.5348 | 3.4904 | 1.3141 | 0.86473
DR Programs | 1.3739 | 1.4193 | 0.93101 | 7.8895 | 0.94411
*Inclusive of administrative costs for educational program costs, market research, software development, and EM&V.
Benefit-Cost Ratios by Program and Cost Test – Program to Date
Sector | Program | Total Resource Cost Test | Total Resource Cost Test | Societal Cost Test | Utility Cost Test | Participant Cost Test | Rate Impact Measure Test
|  | Evergy Metro | Guidehouse
Commercial EE Programs | Business EER - Standard | N/A | 1.472 | 1.7385 | 3.3029 | 1.6393 | 0.83646
| Business EER - Custom | N/A | 1.1664 | 1.4612 | 2.2297 | 1.3886 | 0.76957
| Block Bidding | N/A | 0.4807 | 0.60607 | 0.75226 | 0.86629 | 0.47592
| Strategic Energy Management | N/A | 4.0833 | 4.3486 | 4.0063 | 14.1512 | 0.63909
| Small Business Lighting | N/A | 0.85348 | 1.0086 | 1.1849 | 1.4595 | 0.58575
Residential EE Programs | Whole House Efficiency | N/A | 1.0529 | 1.2768 | 1.7716 | 1.5293 | 0.67056
| Income-Eligible Multifamily | N/A | 1.243 | 1.4582 | 1.2424 | 11.7431 | 0.37544
| Home Lighting Rebate*** | N/A | 1.494 | 1.7001 | 1.9199 | 4.3559 | 0.47134
Educational Programs | Income-Eligible Home Energy Report | N/A | 0.57526 | 0.57745 | 0.57526 | INF* | 0.29954
| Home Energy Report | N/A | 1.8416 | 1.8439 | 1.8416 | INF* | 0.47949
| Home Online Energy Audit | N/A | N/A | N/A | N/A | N/A | N/A
| Business Online Energy Audit | N/A | N/A | N/A | N/A | N/A | N/A
DR Programs | Business Programmable Thermostat | N/A | 1.5941 | 1.8331 | 2.2429 | 0.51472 | 1.8657
| Residential Programmable Thermostat | N/A | 1.9211 | 2.2313 | 2.9576 | 0.93907 | 1.8734
| Demand Response Incentive | N/A | 8.8057 | 8.7027 | 2.4632 | 693.8816 | 2.4632
*Ratios are infinite because there are positive benefits and no participant costs.
** Guidehouse did not perform benefit-cost calculations for the Online Home Energy Audit, Online Business Energy Audit, Block Bidding, Strategic Energy Management, or Income-Eligible Weatherization programs because Evergy Metro does not claim savings for these programs and therefore Guidehouse did not verify savings.
*** Includes all components of HLR which covers both residential and commercial cross sector sales
Benefit-Cost Ratios by Program Groups and Cost Test – Program to Date
| Total Resource Cost Test | Societal Cost Test | Utility Cost Test | Participant Cost Test | Rate Impact Measure Test
Portfolio | 1.4701 | 1.7229 | 2.5149 | 1.8638 | 0.81953
EE Programs* | 1.3653 | 1.6215 | 2.5535 | 1.852 | 0.7254
Residential EE Programs | 1.2206 | 1.4378 | 1.7108 | 2.8275 | 0.52233
C&I EE Programs | 1.4065 | 1.673 | 2.9133 | 1.6418 | 0.80373
DR Programs | 2.203 | 2.4981 | 2.8464 | 1.1815 | 1.9518
*Inclusive of administrative costs for educational program costs, market research, software development, and EM&V.
Program Administrative Costs - PY2016
Sector | Program | Rebate Costs | Direct Program Admin Costs** | Indirect Program Admin Costs | Total Costs | Benefits from Energy Savings | Benefits from Demand Savings | Total Benefits | Total Net Benefits
Commercial EE Programs | BUSINESS EER - Standard | 5886800.1001 | 1694684.08 | * | 7581484.1801 | 12438352.5817 | 6796108.5232 | 19234461.1049 | 11652976.9248
| BUSINESS EER - Custom | 307085 | 1073633.45 | * | 1380718.45 | 1283997.2075 | 753189.6305 | 2037186.838 | 656468.388
| Block Bidding | 0 | 232993.76 | * | 232993.76 | 0 | 0 | 0 | -232993.76
| Strategic Energy Management | 0 | 246688.64 | * | 246688.64 | 0 | 0 | 0 | -246688.64
| Small Business Lighting | 273146.5 | 310960.61 | * | 584107.11 | 328098.9939 | 175618.5758 | 503717.5697 | -80389.5403
Residential EE Programs | Whole House Efficiency | 613309.07 | 1193452.45 | * | 1806761.52 | 931120.1406 | 1597797.5541 | 2528917.6947 | 722156.1747
| Income-Eligible Multi-Family | 0 | 533024.55 | * | 533024.55 | 324185.392 | 129905.0506 | 454090.4426 | -78934.1074
| Home Lighting Rebate*** | 892128.13 | 977344.93 | * | 1869473.06 | 2728651.343 | 1098816.9228 | 3827468.2658 | 1957995.2058
Educational Programs | Income-Eligible Home Energy Report | 0 | 151085.39 | * | 151085.39 | 42531.6718 | 46848.2428 | 89379.9146 | -61705.4754
| Home Energy Report | 0 | 477263.4 | * | 477263.4 | 500761.5822 | 484476.3173 | 985237.8995 | 507974.4995
| Online Home Energy Audit | 0 | 169076.46 | * | 169076.46 | 0 | 0 | 0 | -169076.46
| Online Business Energy Audit | 0 | 24462.7 | * | 24462.7 | 0 | 0 | 0 | -24462.7
DR Programs | Business Programmable Thermostat | 13327.1838 | 22140.82 | * | 35468.0038 | 10557.1875 | 89736.376 | 100293.5635 | 64825.5597
| Residential Programmable Thermostat | 881543.862 | 2061907.81 | * | 2943451.672 | 743135.4795 | 5333287.3017 | 6076422.7813 | 3132971.1092
| Demand Response Incentive | 429000 | 121633.89 | * | 550633.89 | 0 | 1662357.0026 | 1662357.0026 | 1111723.1126
Portfolio | Portfolio Total | 9296339.8459 | 9292025.78 | * | 18588365.6259 | 19331391.5797 | 18168141.4975 | 37499533.0772 | 18912840.2913
*KCP&L allocates indirect program administrative costs to programs as a percentage of total budget. These costs are not tracked separately from direct program administrative costs and are therefore included in that total.
** Portfolio Total Direct Program Admin Costs include a Portfolio cost of $1672.84 which represents costs that are not allocated to a specific program.
Program Administrative Costs - PY2017
Sector | Program | Rebate Costs | Direct Program Admin Costs** | Indirect Program Admin Costs | Total Costs | Benefits from Energy and Demand Savings*** | Total Benefits | Total Net Benefits
Commercial EE Programs | BUSINESS EER - Standard | 5291553.9228 | 1563077.7372 | * | 6854631.66 | 24903035.3144 | 24903035.3144 | 18048403.6545
| BUSINESS EER - Custom | 629125.2477 | 1167292.6342 | * | 1796417.882 | 2966831.1564 | 2966831.1564 | 1170413.2744
| Block Bidding | 10166.2208 | 188044.1516 | * | 198210.3724 | 130881.5527 | 130881.5527 | -67328.8197
| Strategic Energy Management | 283862.1424 | 276173.4461 | * | 560035.5885 | 2834151.1034 | 2834151.1034 | 2274115.5149
| Small Business Lighting | 323840.9178 | 274069.4988 | * | 597910.4166 | 977679.8785 | 977679.8785 | 379769.4619
Residential EE Programs | Whole House Efficiency | 1036359.1138 | 872961.5732 | * | 1909320.6869 | 3786213.8259 | 3786213.8259 | 1876893.1389
| Income-Eligible Multi-Family | 955.4346 | 640922.4828 | * | 641877.9174 | 827528.5979 | 827528.5979 | 185650.6806
| Home Lighting Rebate*** | 513692.4455 | 738009.7591 | * | 1251702.2046 | 2218082.5779 | 2218082.5779 | 966380.3733
Educational Programs | Income-Eligible Home Energy Report | 0 | 224419.6272 | * | 224419.6272 | 95589.2057 | 95589.2057 | -128830.4215
| Home Energy Report | 0 | 678715.305 | * | 678715.305 | 855014.5212 | 855014.5212 | 176299.2162
| Online Home Energy Audit | 0 | 48282.9114 | * | 48282.9114 | 0 | 0 | -48282.9114
| Online Business Energy Audit | 0 | 11180.6158 | * | 11180.6158 | 0 | 0 | -11180.6158
DR Programs | Business Programmable Thermostat | 0 | 108535.2296 | * | 108535.2296 | 316246.3754 | 316246.3754 | 207711.1458
| Residential Programmable Thermostat | 19850.0544 | 3148985.572 | * | 3168835.6265 | 14789706.1642 | 14789706.1642 | 11620870.5377
| Demand Response Incentive | 400918.3094 | 187665.9179 | * | 588584.2272 | 1424911.3047 | 1424911.3047 | 836327.0775
Portfolio | Portfolio Total | 8510323.8092 | 10128336.4619 | * | 18638660.271 | 56125871.5783 | 56125871.5783 | 37487211.3072
*KCP&L allocates indirect program administrative costs to programs as a percentage of total budget. These costs are not tracked separately from direct program administrative costs and are therefore included in that total.
***DSMore energy and demand benefit exported results given summed.
Program Administrative Costs - PY2018
Sector | Program | Rebate Costs | Direct Program Admin Costs** | Indirect Program Admin Costs | Total Costs | Benefits from Energy and Demand Savings*** | Total Benefits | Total Net Benefits
Commercial EE Programs | BUSINESS EER - Standard | 1598767.61 | 1210318.91 | * | 2809086.52 | 11206804.804 | 11206804.804 | 8397718.284
| BUSINESS EER - Custom | 2240540.62 | 1435610.73 | * | 3676151.35 | 8849886.0796 | 8849886.0796 | 5173734.7296
| Block Bidding | 37625.37 | 248037.34 | * | 285662.71 | 195701.1347 | 195701.1347 | -89961.5753
| Strategic Energy Management | 17106.34 | 212103.22 | * | 229209.56 | 167897.901 | 167897.901 | -61311.659
| Small Business Lighting | 1832 | 82382.19 | * | 84214.19 | 1602.2127 | 1602.2127 | -82611.9773
Residential EE Programs | Whole House Efficiency | 667290.65 | 672572.86 | * | 1339863.51 | 2228666.3952 | 2228666.3952 | 888802.8852
| Income-Eligible Multi-Family | 538695.83 | 813678.03 | * | 1352373.86 | 1565815.7166 | 1565815.7166 | 213441.8566
| Home Lighting Rebate*** | 242960.6 | 493974.78 | * | 736935.38 | 1115281.4021 | 1115281.4021 | 378346.0221
Educational Programs | Income-Eligible Home Energy Report | 0 | 61911.93 | * | 61911.93 | 60457.8837 | 60457.8837 | -1454.0463
| Home Energy Report | 0 | 232162.78 | * | 232162.78 | 641692.4716 | 641692.4716 | 409529.6916
| Online Home Energy Audit | 0 | 19032.55 | * | 19032.55 | 0 | 0 | -19032.55
| Online Business Energy Audit | 0 | 11551.98 | * | 11551.98 | 0 | 0 | -11551.98
DR Programs | Business Programmable Thermostat | 1725 | 58275.54 | * | 60000.54 | 17585.9236 | 17585.9236 | -42414.6164
| Residential Programmable Thermostat | 226150 | 1045529.58 | * | 1271679.58 | 317521.8267 | 317521.8267 | -954157.7533
| Demand Response Incentive | 542984.06 | 223560.57 | * | 766544.63 | 1278249.8643 | 1278249.8643 | 511705.2343
Portfolio | Portfolio Total** | 6115678.08 | 6820702.99 | * | 12936381.07 | 27647163.6159 | 27647163.6159 | 14710782.5459
*KCP&L allocates indirect program administrative costs to programs as a percentage of total budget. These costs are not tracked separately from direct program administrative costs and are therefore included in that total.
**Research and Pilot spending not included for program only spending phase consistency.
***DSMore energy and demand benefit exported results given summed.
Program Administrative Costs - Program to Date
Sector | Program | Rebate Costs | Direct Program Admin Costs** | Indirect Program Admin Costs | Total Costs | Benefits from Energy and Demand Savings*** | Total Benefits | Total Net Benefits
Commercial EE Programs | BUSINESS EER - Standard | 12777121.6329 | 4468080.7272 | * | 17245202.3601 | 55344301.2233 | 55344301.2233 | 38099098.8633
| BUSINESS EER - Custom | 3176750.8677 | 3676536.8142 | * | 6853287.682 | 13853904.074 | 13853904.074 | 7000616.392
| Block Bidding | 47791.5908 | 669075.2516 | * | 716866.8424 | 326582.6875 | 326582.6875 | -390284.1549
| Strategic Energy Management | 300968.4824 | 734965.3061 | * | 1035933.7885 | 3002049.0044 | 3002049.0044 | 1966115.216
| Small Business Lighting | 598819.4178 | 667412.2988 | * | 1266231.7166 | 1482999.6609 | 1482999.6609 | 216767.9443
Residential EE Programs | Whole House Efficiency | 2316958.8338 | 2738986.8832 | * | 5055945.7169 | 8543797.9158 | 8543797.9158 | 3487852.1988
| Income-Eligible Multi-Family | 539651.2646 | 1987625.0628 | * | 2527276.3274 | 2847434.7571 | 2847434.7571 | 320158.4297
| Home Lighting Rebate*** | 1648781.1755 | 2209329.4691 | * | 3858110.6446 | 7160832.2458 | 7160832.2458 | 3302721.6012
Educational Programs | Income-Eligible Home Energy Report | 0 | 437416.9472 | * | 437416.9472 | 245427.004 | 245427.004 | -191989.9432
| Home Energy Report | 0 | 1388141.485 | * | 1388141.485 | 2481944.8924 | 2481944.8924 | 1093803.4073
| Online Home Energy Audit | 0 | 236391.9214 | * | 236391.9214 | 0 | 0 | -236391.9214
| Online Business Energy Audit | 0 | 47195.2958 | * | 47195.2958 | 0 | 0 | -47195.2958
DR Programs | Business Programmable Thermostat | 15052.1838 | 188951.5896 | * | 204003.7734 | 434125.8625 | 434125.8625 | 230122.0891
| Residential Programmable Thermostat | 1127543.9165 | 6256422.962 | * | 7383966.8785 | 21183650.7722 | 21183650.7722 | 13799683.8936
| Demand Response Incentive | 1372902.3694 | 532860.3779 | * | 1905762.7472 | 4365518.1716 | 4365518.1716 | 2459755.4244
Portfolio | Portfolio Total | 23922341.7351 | 26239392.3919 | * | 50161734.127 | 121272568.2714 | 121272568.2714 | 71110834.1444
*KCP&L allocates indirect program administrative costs to programs as a percentage of total budget. These costs are not tracked separately from direct program administrative costs and are therefore included in that total.
***DSMore energy and demand benefit exported results given summed.
MEEIA 2 - Discount Rate Matrix
Benefit Cost Test
TRC | UCT | RIM | SCT | PCT
6.58% | 6.58% | 6.58% | 3% | 10%
Note: The EM&V report applied the following discount rates when calculating net present value.
This chart isn't available in your version of Excel. Editing this shape or saving this workbook into a different file format will permanently break the chart.
This chart isn't available in your version of Excel. Editing this shape or saving this workbook into a different file format will permanently break the chart.
This chart isn't available in your version of Excel. Editing this shape or saving this workbook into a different file format will permanently break the chart.
This chart isn't available in your version of Excel. Editing this shape or saving this workbook into a different file format will permanently break the chart.
This chart isn't available in your version of Excel. Editing this shape or saving this workbook into a different file format will permanently break the chart.
This chart isn't available in your version of Excel. Editing this shape or saving this workbook into a different file format will permanently break the chart.
This chart isn't available in your version of Excel. Editing this shape or saving this workbook into a different file format will permanently break the chart.
This chart isn't available in your version of Excel. Editing this shape or saving this workbook into a different file format will permanently break the chart.

## Overall Results PY 2017
Evergy Metro, Inc. Evaluation, Measurement, and Verification Report: Databook
Overall Portfolio: Data Tables | [10 empty] | Overall Program: Figures
Data is sourced to Guidehouse analysis unless otherwise noted.
Energy Savings at the Customer Meter – PY 2017 | [9 empty] | Distribution of Gross Energy Savings by Program (PY2017) | [6 empty] | Distribution of Net Energy Savings by Program (PY2017)
Sector | Program |  | Gross |  |  | Net
|  | Reported Savings (kWh) | Verified Savings (kWh) | Realization Rate (%) | MEEIA 3-Year Target (kWh) | Verified Savings (kWh) | % of MEEIA Target Achieved | [5 empty] | Verified Gross | % of total Gross | Verified Net | % of total Net
Commercial EE Programs | Commercial EE Programs Subtotal | 92064238.3396 | 85182216.1987 | 92.52% | 125328435.2072 | 79428490.914 | 63.38%
| Business EER - Standard | 64591701.4925 | 53934256.6961 | 83.5% | 58370690.222 | 51776886.4283 | 88.7% |  |  |  | Business EER - Standard |  | 53934256.6961 | 42.06% | 51776886.4283 | 43.41%
| Business EER - Custom | 8241135.98 | 8186228.3337 | 99.33% | 44361460.04 | 4993599.2835 | 11.26% |  |  |  | Business EER - Custom |  | 8186228.3337 | 6.384% | 4993599.2835 | 4.186%
| Block Bidding | 225771.05 | 328092.0941 | 145.3% | 10059398.3332 | 214029.8177 | 2.128% |  |  |  | Block Bidding |  | 328092.0941 | 0.2559% | 214029.8177 | 0.1794%
| Strategic Energy Management | 16267234 | 20470641.4943 | 125.8% | 9027253.032 | 20470641.4943 | 226.8% |  |  |  | SEM |  | 20470641.4943 | 15.96% | 20470641.4943 | 17.16%
| Small Bus. Lighting | 2738395.8171 | 2262997.5806 | 82.64% | 3509633.58 | 1973333.8903 | 56.23% |  |  |  | Small Bus. Lighting |  | 2262997.5806 | 1.765% | 1973333.8903 | 1.654%
Residential EE Programs | Residential EE Programs Subtotal | 23921739.1736 | 22030910.4448 | 92.1% | 52738257.6273 | 18837830.2031 | 35.72%
| Whole House Efficiency | 6287651.2536 | 6080785.6136 | 96.71% | 17468255.6893 | 4986244.2031 | 28.54% |  |  |  | Whole House Efficiency |  | 6080785.6136 | 4.742% | 4986244.2031 | 4.18%
| Income-Eligible Multi-Family | 5333998.4 | 4183845.8313 | 78.44% | 10577131.688 | 4183846 | 39.56% |  |  |  | IEMF |  | 4183845.8313 | 3.263% | 4183846 | 3.507%
| Home Lighting Rebate | 12300089.52 | 11766279 | 95.66% | 24692870.25 | 9667740 | 39.15% |  |  |  | Home Lighting Rebate |  | 11766279 | 9.176% | 9667740 | 8.105%
Educational Programs | Educational Programs Subtotal | 18003963 | 18003963 | 100% | 15544697 | 18003963 | 115.8%
| Income-Eligible Home Energy Report | 2145453 | 2145453 | 100% | 1682756 | 2145453 | 127.5% |  |  |  | IE Home Energy Report |  | 2145453 | 1.673% | 2145453 | 1.799%
| Home Energy Report | 15858510 | 15858510 | 100% | 13861941 | 15858510 | 114.4% |  |  |  | Home Energy Report |  | 15858510 | 12.37% | 15858510 | 13.29%
| Home Online Energy Audit | Educational programs are not part of MEEIA Targets for Energy or Demand Savings.
Business Online Energy Audit
DR Programs | DR Programs Subtotal | 4896738 | 3014341 | 61.56% | 4486482 | 3014341 | 67.19%
| Business Programmable Thermostat | 97944 | 53955 | 55.09% | 98406 | 53955 | 54.83% |  |  |  | Business Programmable Thermostat |  | 53955 | 0.04208% | 53955 | 0.04523%
| Residential Programmable Thermostat | 4798794 | 2960386 | 61.69% | 4388076 | 2960386 | 67.46% |  |  |  | Residential Programmable Thermostat |  | 2960386 | 2.309% | 2960386 | 2.482%
| Demand Response Incentive | The Demand Response Incentive Program did not claim any energy savings. | [8 empty] | Demand Response Incentive |  | 0 |  | 0 | 0%
KCP&L-MO TOTAL |  | 138886678.5132 | 128231430.6435 | 92.33% | 198097871.8345 | 119284625.1172 | 60.21% | [5 empty] | 128231430.6435 |  | 119284625.1172 | 100%
Note: Gross realization rates are the ratio of verified gross savings to reported gross savings and indicates the accuracy of deemed savings tracked by KCP&L-MO.
Coincident Demand Savings at the Customer Meter – PY 2017
Sector | Program |  | Gross |  |  | Net |  |  |  | Distribution of Demand Savings by Program (PY2017) | [6 empty] | Distribution of Net Demand Savings by Program (PY2017)
|  | Reported Savings (kW) | Verified Savings (kW) | Realization Rate (%) | MEEIA 3-Year Target (kW) | Verified Savings (kW) | % of MEEIA Target Achieved
Commercial EE Programs | Commercial EE Programs Subtotal | 12610.2886 | 10361.642 | 82.17% | 27388.7708 | 9362.1153 | 34.18%
| Business EER - Standard | 11023.9335 | 8409.1231 | 76.28% | 10933.6198 | 8072.7581 | 73.83% | [5 empty] | Verified Gross | % of total Gross | Verified Net | % of total Net
| Business EER - Custom | 1113.17 | 1523.6374 | 136.9% | 12127.82 | 929.4188 | 7.664% |  |  |  | Business EER - Custom |  | 1523.6374 | 3.253% | 929.4188 | 2.07%
| Block Bidding | 18.83 | 61.0149 | 324% | 1744 | 39.1586 | 2.245% |  |  |  | Business EER - Standard |  | 8409.1231 | 17.95% | 8072.7581 | 17.98%
| Strategic Energy Management | 0 | 0 | N/A | 2021.394 | 0 | 0% |  |  |  | Small Bus. Lighting |  | 367.8667 | 0.7853% | 320.7797 | 0.7143%
| Small Bus. Lighting | 454.3551 | 367.8667 | 80.96% | 561.937 | 320.7797 | 57.08% |  |  |  | Whole House Efficiency |  | 4057.8234 | 8.662% | 3327.4152 | 7.409%
Residential EE Programs | Residential EE Programs Subtotal | 4155.6677 | 5831.1534 | 140.3% | 8362.6817 | 4872.4152 | 58.26%
| Whole House Efficiency | 2376.6265 | 4057.8234 | 170.7% | 4322.043 | 3327.4152 | 76.99% |  |  |  | Income-Eligible Multi-Family |  | 458 | 0.9777% | 458 | 1.02%
| Income-Eligible Multi-Family | 547.1412 | 458 | 83.71% | 1542.9512 | 458 | 29.68% |  |  |  | Home Lighting Rebate |  | 1315.33 | 2.808% | 1087 | 2.421%
| Home Lighting Rebate | 1231.9 | 1315.33 | 106.8% | 2497.6875 | 1087 | 43.52% |  |  |  | Income-Eligible Home Energy Report |  | 296.4758 | 0.6329% | 296.4758 | 0.6602%
Educational Programs | Educational Programs Subtotal | 3781 | 3765.0383 | 99.58% | 3340 | 3765.0383 | 112.7%
| Income-Eligible Home Energy Report | 319 | 296.4758 | 92.94% | 474 | 296.4758 | 62.55% |  |  |  | Home Energy Report |  | 3468.5625 | 7.404% | 3468.5625 | 7.724%
| Home Energy Report | 3462 | 3468.5625 | 100.2% | 2866 | 3468.5625 | 121% |  |  |  | Residential Programmable Thermostat |  | 14294 | 30.51% | 14294 | 31.83%
| Home Online Energy Audit | Educational programs are not part of MEEIA Targets for Energy or Demand Savings | [8 empty] | Business Programmable Thermostat |  | 309.4 | 0.6605% | 309.4 | 0.689%
| Business Online Energy Audit | [9 empty] | Demand Response Incentive |  | 12344 | 26.35% | 12344 | 27.49%
DR Programs | DR Programs Subtotal | 27155.5 | 26947.4 | 99.23% | 27235.86 | 26947.4 | 98.94%
| Business Programmable Thermostat | 267.12 | 309.4 | 115.8% | 268.38 | 309.4 | 115.3% | [5 empty] | 46844.2188 | 1 | 44907.8102 | 1
| Residential Programmable Thermostat | 13120.38 | 14294 | 108.9% | 11967.48 | 14294 | 119.4%
| Demand Response Incentive | 13768 | 12344 | 89.66% | 15000 | 12344 | 82.29%
KCP&L-MO TOTAL |  | 47702.4563 | 46905.2337 | 98.33% | 66327.3125 | 44946.9688 | 67.77%
Note: Gross realization rates are the ratio of verified gross savings to reported gross savings and indicates the accuracy of deemed savings tracked by KCP&L-MO.
41181.9305
Energy Savings at the Customer Meter – Program to Date
Sector | Program |  | Gross |  |  | Net |  |  |  | Distribution of Gross Energy Savings by Program (Program to Date) | [6 empty] | Distribution of Net Energy Savings by Program (Program to Date)
|  | Reported Savings (kWh) | Verified Savings (kWh) | Realization Rate (%) | MEEIA 3-Year Target (kWh) | Verified Savings (kWh) | % of MEEIA Target Achieved |  |  |  | Percent of Verified Gross Savings (kWh) | Percent Verified Net Savings (kWh) | Percent of Verified Gross Savings (kW) | Percent Verified Net Savings (kW)
Commercial EE Programs | Commercial EE Programs Subtotal | 165339420.7351 | 132383376.1787 | 80.07% | 125328435.2072 | 124506755.9316 | 99.34%
| Business EER - Standard | 132721811.0852 | 96808340.9961 | 72.94% | 58370690.222 | 92936007.3563 | 159.2% |  |  | Business EER - Standard | 50.01% | 51.6% | 23.99% | 24.12%
| Business EER - Custom | 11311976.46 | 11226522.0137 | 99.24% | 44361460.04 | 7790669.4691 | 17.56% |  |  | Business EER - Custom | 5.8% | 4.326% | 3.221% | 2.326%
| Block Bidding | 225771.05 | 328092.0941 | 145.3% | 10059398.3332 | 214029.8177 | 2.128% |  |  | Block Bidding | 0.1695% | 0.1188% | 0.0959% | 0.06446%
| Strategic Energy Management | 16267234 | 20470641.4943 | 125.8% | 9027253.032 | 20470641.4943 | 226.8% |  |  | SEM | 10.58% | 11.37% | 0% | 0%
| Small Bus. Lighting | 4812628.1399 | 3549779.5806 | 73.76% | 3509633.58 | 3095407.7943 | 88.2% |  |  | Small Bus. Lighting | 1.834% | 1.719% | 0.8957% | 0.818%
Residential EE Programs | Residential EE Programs Subtotal | 40716944.493 | 37992873.3061 | 93.31% | 52738257.6273 | 32395975.248 | 61.43%
| Whole House Efficiency | 9090633.5416 | 9544725.8049 | 105% | 17468255.6893 | 7826675.16 | 44.81% |  |  | Whole House Efficiency | 4.931% | 4.346% | 9.574% | 8.222%
| Income-Eligible Multi-Family | 7601396.897 | 6024071.5013 | 79.25% | 10577131.688 | 6024071.67 | 56.95% |  |  | IEMF | 3.112% | 3.345% | 1.021% | 1.07%
| Home Lighting Rebate | 24024914.0544 | 22424076 | 93.34% | 24692870.25 | 18545228.418 | 75.1% |  |  | Home Lighting Rebate | 11.58% | 10.3% | 4.018% | 3.491%
Educational Programs | Educational Programs Subtotal | 18003963 | 18003963 | 100% | 15544697 | 18003963 | 115.8%
| Income-Eligible Home Energy Report | 2145453 | 2145453 | 100% | 1682756 | 2145453 | 127.5% |  |  | IE Home Energy Report | 1.108% | 1.191% | 0.466% | 0.488%
| Home Energy Report | 15858510 | 15858510 | 100% | 13861941 | 15858510 | 114.4% |  |  | Home Energy Report | 8.193% | 8.806% | 5.452% | 5.71%
| Home Online Energy Audit | Educational programs are not part of MEEIA Targets for Energy or Demand Savings. | [7 empty] | Business PT | 0.04434% | 0.04765% | 0.6337% | 0.6637%
| Business Online Energy Audit | [8 empty] | Residential PT | 2.637% | 2.834% | 31.23% | 32.71%
DR Programs | DR Programs Subtotal | 7333326 | 5189875 | 70.77% | 4486482 | 5189875 | 115.7% |  |  | DRI | 0% | 0% | 19.4% | 20.32%
| Business Programmable Thermostat | 137676 | 85821 | 62.34% | 98406 | 85821 | 87.21%
| Residential Programmable Thermostat | 7195650 | 5104054 | 70.93% | 4388076 | 5104054 | 116.3%
| Demand Response Incentive | The Demand Response Incentive Program did not claim any energy savings.
KCP&L-MO TOTAL |  | 231393654.2281 | 193570087.4848 | 83.65% | 198097871.8345 | 180096569.1796 | 90.91%
Note: Gross realization rates are the ratio of verified gross savings to reported gross savings and indicates the accuracy of deemed savings tracked by KCP&L-MO.
Coincident Demand Savings at the Customer Meter – Program to Date
Sector | Program |  | Gross |  |  | Net |  |  |  | Distribution of Demand Savings by Program (Program to Date) | [6 empty] | Distribution of Net Demand Savings by Program (Program to Date)
|  | Reported Savings (kW) | Verified Savings (kW) | Realization Rate (%) | MEEIA 3-Year Target (kW) | Verified Savings (kW) | % of MEEIA Target Achieved
Commercial EE Programs | Commercial EE Programs Subtotal | 25632.5081 | 17944.912 | 70.01% | 27388.7708 | 16603.2441 | 60.62%
| Business EER - Standard | 23249.2683 | 15264.5331 | 65.66% | 10933.6198 | 14653.9517 | 134%
| Business EER - Custom | 1551.1 | 2049.4974 | 132.1% | 12127.82 | 1413.21 | 11.65%
| Block Bidding | 18.83 | 61.0149 | 324% | 1744 | 39.1586 | 2.245%
| Strategic Energy Management | 0 | 0 | N/A | 2021.394 | 0 | 0%
| Small Bus. Lighting | 813.3098 | 569.8667 | 70.07% | 561.937 | 496.9237 | 88.43%
Residential EE Programs | Residential EE Programs Subtotal | 6732.7832 | 9297.6245 | 138.1% | 8362.6817 | 7765.4869 | 92.86%
| Whole House Efficiency | 3549.0174 | 6091.5645 | 171.6% | 4322.043 | 4995.0829 | 115.6%
| Income-Eligible Multi-Family | 777.6106 | 649.73 | 83.55% | 1542.9512 | 649.73 | 42.11%
| Home Lighting Rebate | 2406.1552 | 2556.33 | 106.2% | 2497.6875 | 2120.674 | 84.91%
Educational Programs | Educational Programs Subtotal | 3781 | 3765.0383 | 99.58% | 3340 | 3765.0383 | 112.7%
| Income-Eligible Home Energy Report | 319 | 296.4758 | 92.94% | 474 | 296.4758 | 62.55%
| Home Energy Report | 3462 | 3468.5625 | 100.2% | 2866 | 3468.5625 | 121%
| Home Online Energy Audit | Educational programs are not part of MEEIA Targets for Energy or Demand Savings
Business Online Energy Audit
DR Programs | DR Programs Subtotal | 27155.5 | 32616 | 120.1% | 27235.86 | 32616 | 119.8%
| Business Programmable Thermostat | 267.12 | 403.2 | 150.9% | 268.38 | 403.2 | 150.2%
| Residential Programmable Thermostat | 13120.38 | 19868.8 | 151.4% | 11967.48 | 19868.8 | 166%
| Demand Response Incentive | 13768 | 12344 | 89.66% | 15000 | 12344 | 82.29%
KCP&L-MO TOTAL |  | 63301.7913 | 63623.5748 | 100.5% | 66327.3125 | 60749.7692 | 91.59%
Note: Gross realization rates are the ratio of verified gross savings to reported gross savings and indicates the accuracy of deemed savings tracked by KCP&L-MO.
NTG Components by Program
Program Name* | Free Ridership | Participant Spillover | Non-Participant Spillover | NTGR
Business EER - Standard | 0.05 | 0.002 | 0.004 | 96%
Business EER - Custom | 0.41 | 0.02 | 0 | 61%
Block Bidding | Projects Originating from the Business EER - Custom Program |  |  | 61%
| Projects Originating from the Business EER - Standard Program |  |  | 96%
Strategic Energy Management | Guidehouse assumed a net-to-gross (NTG) value of 1.0 for the SEM program
Small Bus. Lighting | 0.14 | 0.002 | 0.01 | 87.2%
Whole House Efficiency | 0.33 | 0.02 | 0.14 | 82%
Income-Eligible Multifamily | Deemed 1.0 |  |  | 100%
Home Lighting Rebate | 0.38 | 0.21 | 0 | 83%
Income-Eligible Home Energy Report | Guidehouse assumed a net-to-gross (NTG) value of 1.0 for the IE HER program
Home Energy Report | Guidehouse assumed a net-to-gross (NTG) value of 1.0 for the HER program
Home Online Energy Audit | N/A - Savings not claimed in PY2017
Business Online Energy Audit | N/A - Savings not claimed in PY2017
Business Programmable Thermostat | Guidehouse assumed a net-to-gross (NTG) value of 1.0 for the Programmable Thermostats programs and Demand Response Incentive program
Residential Programmable Thermostat
Demand Response Incentive
Portfolio Level NTG | NA | NA | NA | 96% / 93%*
Note: *A portfolio level NTG of 96% for demand and 93% for energy was calculated by dividing the verified net savings by the verified gross savings
Benefit-Cost Ratios by Program and Cost Test – PY2016
Sector | Program | Total Resource Cost Test | Total Resource Cost Test | Societal Cost Test | Utility Cost Test | Participant Cost Test | Rate Impact Measure Test
|  | KCP&L-MO | Guidehouse
Commercial EE Programs | Business EER - Standard | 2.5707 | 1.4801 | 1.7137 | 2.537 | 1.9327 | 0.71385
| Business EER - Custom | 0.20382 | 1.0803 | 1.3886 | 1.4755 | 2.1929 | 0.62625
| Block Bidding | N/A | N/A | N/A | N/A | N/A | N/A
| Strategic Energy Management | N/A | N/A | N/A | N/A | N/A | N/A
| Small Business Lighting | 1.4476 | 0.74168 | 0.8504 | 0.86237 | 1.6342 | 0.45916
Residential EE Programs | Whole House Efficiency | 0.65301 | 0.87732 | 1.0899 | 1.3997 | 1.148 | 0.68851
| Income-Eligible Multifamily | 0.82372 | 0.85191 | 0.94949 | 0.85191 | INF* | 0.35245
| Home Lighting Rebate*** | 1.4416 | 1.6899 | 1.9759 | 2.0474 | 4.263 | 0.51028
Educational Programs | Income-Eligible Home Energy Report | 0.64521 | 0.59159 | 0.59159 | 0.59159 | INF* | 0.33633
| Home Energy Report | 2.2264 | 2.0643 | 2.0643 | 2.0643 | INF* | 0.53917
| Home Online Energy Audit | N/A | N/A | N/A | N/A | N/A | N/A
| Business Online Energy Audit | N/A | N/A | N/A | N/A | N/A | N/A
DR Programs | Business Programmable Thermostat | 2.5094 | 2.0877 | 2.4233 | 2.8277 | 0.97086 | 1.9697
| Residential Programmable Thermostat | 2.04 | 1.6251 | 1.8869 | 2.0644 | 1.2088 | 1.3896
| Demand Response Incentive | 9.7382 | 13.5566 | 13.5566 | 3.019 | 433.3333 | 3.019
*Ratios are infinite because there are positive benefits and no participant costs.
** Guidehouse did not perform benefit-cost calculations for the Online Home Energy Audit, Online Business Energy Audit, Block Bidding, Strategic Energy Management, or Income-Eligible Weatherization programs because KCP&L-MO does not claim savings for these programs and therefore Guidehouse did not verify savings.
*** Includes the commercial segment of HLR in total
Benefit-Cost Ratios by Program Groups and Cost Test – PY2016
| Total Resource Cost Test | Societal Cost Test | Utility Cost Test | Participant Cost Test | Rate Impact Measure Test
Portfolio | 1.4173 | 1.6463 | 2.0175 | 2.1013 | 0.72818
EE Programs* | 1.3482 | 1.5858 | 2.0781 | 2.0833 | 0.65329
Residential EE Programs | 1.1989 | 1.4371 | 1.618 | 2.624 | 0.5465
C&I EE Programs | 1.3998 | 1.6362 | 2.281 | 1.9381 | 0.69581
DR Programs | 2.005 | 2.2595 | 2.221 | 1.4562 | 1.5759
*Inclusive of administrative costs for educational program costs, market research, software development, and EM&V.
Benefit-Cost Ratios by Program and Cost Test – PY 2017
Sector | Program | Total Resource Cost Test | Total Resource Cost Test | Societal Cost Test | Utility Cost Test | Participant Cost Test | Rate Impact Measure Test
|  | KCP&L-MO | Guidehouse
Commercial EE Programs | Business EER - Standard | 2.026 | 1.5352 | 1.8356 | 3.633 | 1.5278 | 0.92519
| Business EER - Custom | 0.94499 | 1.0204 | 1.2692 | 1.6515 | 1.3211 | 0.72665
| Block Bidding | 0.35051 | 0.56431 | 0.71298 | 0.66032 | 2.0631 | 0.43671
| Strategic Energy Management | 2.4188 | 5.0607 | 5.4244 | 5.0607 | 14.103 | 0.62869
| Small Business Lighting | 1.287 | 0.99963 | 1.196 | 1.6352 | 1.3393 | 0.71686
Residential EE Programs | Whole House Efficiency | 0.88249 | 1.1935 | 1.4069 | 1.983 | 1.6821 | 0.7072
| Income-Eligible Multifamily | 1.2766 | 1.2912 | 1.4102 | 1.2892 | INF* | 0.4015
| Home Lighting Rebate*** | 1.3484 | 1.1179 | 1.2426 | 1.7721 | 3.1413 | 0.43925
Educational Programs | Income-Eligible Home Energy Report | 0.43749 | 0.42594 | 0.42594 | 0.42594 | INF* | 0.23638
| Home Energy Report | 1.2586 | 1.2598 | 1.2598 | 1.2598 | INF* | 0.42563
| Home Online Energy Audit | N/A | N/A | N/A | N/A | N/A | N/A
| Business Online Energy Audit | N/A | N/A | N/A | N/A | N/A | N/A
DR Programs | Business Programmable Thermostat | 1.6621 | 1.8191 | 2.1098 | 2.9138 | 0.30252 | 2.4143
| Residential Programmable Thermostat | 2.2359 | 2.3294 | 2.7019 | 4.6672 | 0.75995 | 2.5026
| Demand Response Incentive | 7.955 | 7.5928 | 7.5928 | 2.4209 | INF* | 2.4209
*Ratios are infinite because there are positive benefits and no participant costs.
** Guidehouse did not perform benefit-cost calculations for the Online Home Energy Audit, Online Business Energy Audit, Block Bidding, Strategic Energy Management, or Income-Eligible Weatherization programs because KCP&L-MO does not claim savings for these programs and therefore Guidehouse did not verify savings.
*** Includes the commercial segment of HLR in total
Benefit-Cost Ratios by Program Groups and Cost Test – PY 2017
| Total Resource Cost Test | Societal Cost Test | Utility Cost Test | Participant Cost Test | Rate Impact Measure Test
Portfolio | 1.6301 | 1.9044 | 3.0015 | 1.7671 | 0.95455
EE Programs* | 1.4476 | 1.7108 | 2.7983 | 1.8268 | 0.77856
Residential EE Programs | 1.1784 | 1.351 | 1.7965 | 2.4998 | 0.5481
C&I EE Programs | 1.5222 | 1.8106 | 3.179 | 1.6763 | 0.85584
DR Programs | 2.4634 | 2.8234 | 4.276 | 0.87358 | 2.4936
*Inclusive of administrative costs for educational program costs, market research, software development, and EM&V.
Benefit-Cost Ratios by Program and Cost Test – Program to Date
Sector | Program | Total Resource Cost Test | Total Resource Cost Test | Societal Cost Test | Utility Cost Test | Participant Cost Test | Rate Impact Measure Test
|  | KCP&L-MO | Guidehouse
Commercial EE Programs | Business EER - Standard | N/A | 1.5099 | 1.7817 | 3.0574 | 1.717 | 0.81946
| Business EER - Custom | N/A | 1.044 | 1.3143 | 1.575 | 1.5372 | 0.68213
| Block Bidding | N/A | 0.56431 | 0.71298 | 0.66032 | 2.0631 | 0.43671
| Strategic Energy Management | N/A | 5.0607 | 5.4244 | 5.0607 | 14.103 | 0.62869
| Small Business Lighting | N/A | 0.88653 | 1.0503 | 1.2533 | 1.459 | 0.60198
Residential EE Programs | Whole House Efficiency | N/A | 1.043 | 1.2646 | 1.6994 | 1.4395 | 0.69959
| Income-Eligible Multifamily | N/A | 1.0917 | 1.2088 | 1.0908 | INF* | 0.38263
| Home Lighting Rebate*** | N/A | 1.4228 | 1.6209 | 1.9369 | 3.7298 | 0.4817
Educational Programs | Income-Eligible Home Energy Report | N/A | 0.49259 | 0.48988 | 0.49259 | INF* | 0.27601
| Home Energy Report | N/A | 1.5919 | 1.5787 | 1.5919 | INF* | 0.47972
| Home Online Energy Audit | N/A | N/A | N/A | N/A | N/A | N/A
| Business Online Energy Audit | N/A | N/A | N/A | N/A | N/A | N/A
DR Programs | Business Programmable Thermostat | N/A | 1.8772 | 2.1741 | 2.8926 | 0.50098 | 2.2899
| Residential Programmable Thermostat | N/A | 2.0684 | 2.4127 | 3.4138 | 0.92076 | 2.0293
| Demand Response Incentive | N/A | 9.9496 | 9.8528 | 2.71 | 813.5404 | 2.71
*Ratios are infinite because there are positive benefits and no participant costs.
** Guidehouse did not perform benefit-cost calculations for the Online Home Energy Audit, Online Business Energy Audit, Block Bidding, Strategic Energy Management, or Income-Eligible Weatherization programs because KCP&L-MO does not claim savings for these programs and therefore Guidehouse did not verify savings.
*** Includes all components of HLR which covers both residential and commercial cross sector sales
Benefit-Cost Ratios by Program Groups and Cost Test – Program to Date
| Total Resource Cost Test | Societal Cost Test | Utility Cost Test | Participant Cost Test | Rate Impact Measure Test
Portfolio | 1.536 | 1.7948 | 2.511 | 1.9126 | 0.84885
EE Programs* | 1.4026 | 1.6565 | 2.4389 | 1.9408 | 0.71987
Residential EE Programs | 1.1886 | 1.3917 | 1.7027 | 2.5596 | 0.5473
C&I EE Programs | 1.4684 | 1.7368 | 2.7406 | 1.7904 | 0.78269
DR Programs | 2.2946 | 2.6247 | 3.2952 | 1.0817 | 2.1002
*Inclusive of administrative costs for educational program costs, market research, software development, and EM&V.
Program Administrative Costs - PY2016
Sector | Program | Rebate Costs | Direct Program Admin Costs** | Indirect Program Admin Costs | Total Costs | Benefits from Energy Savings | Benefits from Demand Savings | Total Benefits | Total Net Benefits
Commercial EE Programs | BUSINESS EER - Standard | 5886800.1001 | 1694684.08 | * | 7581484.1801 | 12438352.5817 | 6796108.5232 | 19234461.1049 | 11652976.9248
| BUSINESS EER - Custom | 307085 | 1073633.45 | * | 1380718.45 | 1283997.2075 | 753189.6305 | 2037186.838 | 656468.388
| Block Bidding | 0 | 232993.76 | * | 232993.76 | 0 | 0 | 0 | -232993.76
| Strategic Energy Management | 0 | 246688.64 | * | 246688.64 | 0 | 0 | 0 | -246688.64
| Small Business Lighting | 273146.5 | 310960.61 | * | 584107.11 | 328098.9939 | 175618.5758 | 503717.5697 | -80389.5403
Residential EE Programs | Whole House Efficiency | 613309.07 | 1193452.45 | * | 1806761.52 | 931120.1406 | 1597797.5541 | 2528917.6947 | 722156.1747
| Income-Eligible Multi-Family | 0 | 533024.55 | * | 533024.55 | 324185.392 | 129905.0506 | 454090.4426 | -78934.1074
| Home Lighting Rebate*** | 892128.13 | 977344.93 | * | 1869473.06 | 2728651.343 | 1098816.9228 | 3827468.2658 | 1957995.2058
Educational Programs | Income-Eligible Home Energy Report | 0 | 151085.39 | * | 151085.39 | 42531.6718 | 46848.2428 | 89379.9146 | -61705.4754
| Home Energy Report | 0 | 477263.4 | * | 477263.4 | 500761.5822 | 484476.3173 | 985237.8995 | 507974.4995
| Online Home Energy Audit | 0 | 169076.46 | * | 169076.46 | 0 | 0 | 0 | -169076.46
| Online Business Energy Audit | 0 | 24462.7 | * | 24462.7 | 0 | 0 | 0 | -24462.7
DR Programs | Business Programmable Thermostat | 13327.1838 | 22140.82 | * | 35468.0038 | 10557.1875 | 89736.376 | 100293.5635 | 64825.5597
| Residential Programmable Thermostat | 881543.862 | 2061907.81 | * | 2943451.672 | 743135.4795 | 5333287.3017 | 6076422.7813 | 3132971.1092
| Demand Response Incentive | 429000 | 121633.89 | * | 550633.89 | 0 | 1662357.0026 | 1662357.0026 | 1111723.1126
Portfolio | Portfolio Total | 9296339.8459 | 9292025.78 | * | 18588365.6259 | 19331391.5797 | 18168141.4975 | 37499533.0772 | 18912840.2913
*KCP&L allocates indirect program administrative costs to programs as a percentage of total budget. These costs are not tracked separately from direct program administrative costs and are therefore included in that total.
** Portfolio Total Direct Program Admin Costs include a Portfolio cost of $1672.84 which represents costs that are not allocated to a specific program.
Program Administrative Costs - PY2017
Sector | Program | Rebate Costs | Direct Program Admin Costs** | Indirect Program Admin Costs | Total Costs | Benefits from Energy and Demand Savings*** | Total Benefits | Total Net Benefits
Commercial EE Programs | BUSINESS EER - Standard | 5291553.9228 | 1563077.7372 |  | 6854631.66 | 24903035.3144 | 24903035.3144 | 18048403.6545
| BUSINESS EER - Custom | 629125.2477 | 1167292.6342 |  | 1796417.882 | 2966831.1564 | 2966831.1564 | 1170413.2744
| Block Bidding | 10166.2208 | 188044.1516 |  | 198210.3724 | 130881.5527 | 130881.5527 | -67328.8197
| Strategic Energy Management | 283862.1424 | 276173.4461 |  | 560035.5885 | 2834151.1034 | 2834151.1034 | 2274115.5149
| Small Business Lighting | 323840.9178 | 274069.4988 |  | 597910.4166 | 977679.8785 | 977679.8785 | 379769.4619
Residential EE Programs | Whole House Efficiency | 1036359.1138 | 872961.5732 |  | 1909320.6869 | 3786213.8259 | 3786213.8259 | 1876893.1389
| Income-Eligible Multi-Family | 955.4346 | 640922.4828 |  | 641877.9174 | 827528.5979 | 827528.5979 | 185650.6806
| Home Lighting Rebate*** | 513692.4455 | 738009.7591 |  | 1251702.2046 | 2218082.5779 | 2218082.5779 | 966380.3733
Educational Programs | Income-Eligible Home Energy Report | 0 | 224419.6272 |  | 224419.6272 | 95589.2057 | 95589.2057 | -128830.4215
| Home Energy Report | 0 | 678715.305 |  | 678715.305 | 855014.5212 | 855014.5212 | 176299.2162
| Online Home Energy Audit | 0 | 48282.9114 |  | 48282.9114 | 0 | 0 | -48282.9114
| Online Business Energy Audit | 0 | 11180.6158 |  | 11180.6158 | 0 | 0 | -11180.6158
DR Programs | Business Programmable Thermostat | 0 | 108535.2296 |  | 108535.2296 | 316246.3754 | 316246.3754 | 207711.1458
| Residential Programmable Thermostat | 19850.0544 | 3148985.572 |  | 3168835.6265 | 14789706.1642 | 14789706.1642 | 11620870.5377
| Demand Response Incentive | 400918.3094 | 187665.9179 |  | 588584.2272 | 1424911.3047 | 1424911.3047 | 836327.0775
Portfolio | Portfolio Total | 8510323.8092 | 10128336.4619 |  | 18638660.271 | 56125871.5783 | 56125871.5783 | 37487211.3072
*KCP&L allocates indirect program administrative costs to programs as a percentage of total budget. These costs are not tracked separately from direct program administrative costs and are therefore included in that total.
***DSMore energy and demand benefit exported results given summed.
Program Administrative Costs - Program to Date
Sector | Program | Rebate Costs | Direct Program Admin Costs** | Indirect Program Admin Costs | Total Costs | Benefits from Energy and Demand Savings*** | Total Benefits | Total Net Benefits
Commercial EE Programs | BUSINESS EER - Standard | 11178354.0229 | 3257761.8172 | 0 | 14436115.8401 | 26940222.1524 | 26940222.1524 | 12504106.3124
| BUSINESS EER - Custom | 936210.2477 | 2240926.0842 | 0 | 3177136.332 | 22201292.2613 | 22201292.2613 | 19024155.9293
| Block Bidding | 10166.2208 | 421037.9116 | 0 | 431204.1324 | 130881.5527 | 130881.5527 | -300322.5797
| Strategic Energy Management | 283862.1424 | 522862.0861 | 0 | 806724.2285 | 2834151.1034 | 2834151.1034 | 2027426.8749
| Small Business Lighting | 596987.4178 | 585030.1088 | 0 | 1182017.5266 | 1481397.4482 | 1481397.4482 | 299379.9216
Residential EE Programs | Whole House Efficiency | 1649668.1838 | 2066414.0232 | 0 | 3716082.2069 | 6315131.5206 | 6315131.5206 | 2599049.3137
| Income-Eligible Multi-Family | 955.4346 | 1173947.0328 | 0 | 1174902.4674 | 1281619.0405 | 1281619.0405 | 106716.5731
| Home Lighting Rebate*** | 1405820.5755 | 1715354.6891 | 0 | 3121175.2646 | 6045550.8436 | 6045550.8436 | 2924375.5791
Educational Programs | Income-Eligible Home Energy Report | 0 | 375505.0172 | 0 | 375505.0172 | 184969.1203 | 184969.1203 | -190535.8969
| Home Energy Report | 0 | 1155978.705 | 0 | 1155978.705 | 1840252.4207 | 1840252.4207 | 684273.7157
| Online Home Energy Audit | 0 | 217359.3714 | 0 | 217359.3714 | 0 | 0 | -217359.3714
| Online Business Energy Audit | 0 | 35643.3158 | 0 | 35643.3158 | 0 | 0 | -35643.3158
DR Programs | Business Programmable Thermostat | 13327.1838 | 130676.0496 | 0 | 144003.2334 | 416539.9389 | 416539.9389 | 272536.7055
| Residential Programmable Thermostat | 901393.9165 | 5210893.382 | 0 | 6112287.2985 | 20866128.9454 | 20866128.9454 | 14753841.6469
| Demand Response Incentive | 829918.3094 | 309299.8079 | 0 | 1139218.1172 | 3087268.3073 | 3087268.3073 | 1948050.1901
Portfolio | Portfolio Total | 17806663.6551 | 19418689.4019 | 0 | 37225353.057 | 93625404.6555 | 93625404.6555 | 56400051.5985
*KCP&L allocates indirect program administrative costs to programs as a percentage of total budget. These costs are not tracked separately from direct program administrative costs and are therefore included in that total.
***DSMore energy and demand benefit exported results given summed.
This chart isn't available in your version of Excel. Editing this shape or saving this workbook into a different file format will permanently break the chart.
This chart isn't available in your version of Excel. Editing this shape or saving this workbook into a different file format will permanently break the chart.
This chart isn't available in your version of Excel. Editing this shape or saving this workbook into a different file format will permanently break the chart.
This chart isn't available in your version of Excel. Editing this shape or saving this workbook into a different file format will permanently break the chart.
This chart isn't available in your version of Excel. Editing this shape or saving this workbook into a different file format will permanently break the chart.
This chart isn't available in your version of Excel. Editing this shape or saving this workbook into a different file format will permanently break the chart.
This chart isn't available in your version of Excel. Editing this shape or saving this workbook into a different file format will permanently break the chart.
This chart isn't available in your version of Excel. Editing this shape or saving this workbook into a different file format will permanently break the chart.

## Overall Results PY 2016
Evergy Metro, Inc. Evaluation, Measurement, and Verification Report: Databook
Overall Portfolio: Data Tables | [9 empty] | Overall Program: Figures
Data is sourced to Guidehouse analysis unless otherwise noted.
Energy Savings at the Customer Meter – PY2016 | [9 empty] | Distribution of Gross Energy Savings by Program (PY2016) | [5 empty] | Distribution of Net Energy Savings by Program (PY2016)
Sector | Program |  | Gross |  |  | Net
|  | Reported Savings (kWh) | Verified Savings (kWh) | Realization Rate (%) | MEEIA 3-Year Target (kWh) | Verified Savings (kWh) | % of MEEIA Target Achieved |  |  |  | Verified Gross | % of total Gross | Verified Net | % of total Net
Commercial EE Programs | Business EER - Standard | 68130109.5927 | 42874084.3 | 62.93% | 58370690.222 | 41159120.928 | 70.51% |  |  | Business EER - Custom | 3040293.68 | 3.625% | 2797070.1856 | 3.525%
| Business EER - Custom | 3070840.48 | 3040293.68 | 99.01% | 44361460.04 | 2797070.1856 | 6.305% |  |  | Business EER - Standard | 42874084.3 | 51.11% | 41159120.928 | 51.87%
| Block Bidding | 0 | 0 | - | 10059398.3332 | 0 | 0% |  |  | Small Bus. Lighting | 1286782 | 1.534% | 1122073.904 | 1.414%
| Strategic Energy Management | N/A | N/A | NA | 9027253.032 | NA | 0% |  |  | Whole House Efficiency | 3463940.1913 | 4.13% | 2840430.9569 | 3.58%
| Small Bus. Lighting | 2074232.3228 | 1286782 | 62.04% | 3509633.58 | 1122073.904 | 31.97% |  |  | Income-Eligible Multi-Family | 1840225.67 | 2.194% | 1840225.67 | 2.319%
Residential EE Programs | Whole House Efficiency | 2802982.288 | 3463940.1913 | 123.6% | 17468255.6893 | 2840430.9569 | 16.26% |  |  | Home Lighting Rebate | 10657797 | 12.71% | 8877488.418 | 11.19%
| Income-Eligible Multi-Family | 2267398.497 | 1840225.67 | 81.16% | 10577131.688 | 1840225.67 | 17.4% |  |  | Income-Eligible Home Energy Report | 1451448 | 1.73% | 1451448.1 | 1.829%
| Home Lighting Rebate | 11724824.5344 | 10657797 | 90.9% | 24692870.25 | 8877488.418 | 35.95% |  |  | Home Energy Report | 17089133 | 20.37% | 17089133 | 21.54%
Educational Programs | Income-Eligible Home Energy Report | 1753762.0066 | 1451448 | 82.76% | 1682755.5 | 1451448.1 | 86.25% |  |  | Residential Programmable Thermostat | 2143668 | 2.556% | 2143668 | 2.701%
| Home Energy Report | 17189331.1209 | 17089133 | 99.42% | 13861941.4 | 17089133 | 123.3% |  |  | Business Programmable Thermostat | 31866 | 0.03799% | 31866 | 0.04016%
| Home Online Energy Audit | Educational programs are not part of MEEIA Targets for Energy or Demand Savings. | [8 empty] | 83879237.8413 | 1 | 79352525.1625 | 1
Business Online Energy Audit
DR Programs | Business Programmable Thermostat | 39732 | 31866 | 80.2% | 98406 | 31866 | 32.38%
| Residential Programmable Thermostat | 2396856 | 2143668 | 89.44% | 4388076 | 2143668 | 48.85%
| Demand Response Incentive | The Demand Response Incentive Program did not claim any energy savings.
KCP&L-MO TOTAL |  | 111450068.8424 | 83879237.8413 | 75.26% | 198097871.7345 | 79352525.1625 | 40.06%
Note: Gross realization rates are the ratio of verified gross savings to reported gross savings and indicates the accuracy of deemed savings tracked by KCP&L-MO.
Coincident Demand Savings at the Customer Meter – PY2016
Sector | Program |  | Gross |  |  | Net
|  | Reported Savings (kW) | Verified Savings (kW) | Realization Rate (%) | MEEIA 3-Year Target (kW) | Verified Savings (kW) | % of MEEIA Target Achieved |  |  | Distribution of Demand Savings by Program (PY2016) |  |  |  |  | Distribution of Net Demand Savings by Program (PY2016)
Commercial EE Programs | Business EER - Standard | 12225.3348 | 6855.41 | 56.08% | 10933.6198 | 6581.1936 | 60.19% |  |  |  | Verified Gross | % of total Gross | Verified Net | % of total Net
| Business EER - Custom | 437.93 | 525.86 | 120.1% | 12127.82 | 483.7912 | 3.989% |  |  | Business EER - Custom | 525.86 | 1.572% | 483.7912 | 1.487%
| Block Bidding | 0 | 0 | - | 1744 | 0 | 0% |  |  | Business EER - Standard | 6855.41 | 20.49% | 6581.1936 | 20.22%
| Strategic Energy Management | N/A | N/A | NA | 2021.394 | NA | 0% |  |  | Small Bus. Lighting | 202 | 0.6037% | 176.144 | 0.5412%
| Small Bus. Lighting | 358.9547 | 202 | 56.27% | 561.937 | 176.144 | 31.35% |  |  | Whole House Efficiency | 2033.7411 | 6.078% | 1667.6677 | 5.124%
Residential EE Programs | Whole House Efficiency | 1172.3909 | 2033.7411 | 173.5% | 4322.043 | 1667.6677 | 38.59% |  |  | Income-Eligible Multi-Family | 191.73 | 0.573% | 191.73 | 0.5891%
| Income-Eligible Multi-Family | 230.4694 | 191.73 | 83.19% | 1542.9512 | 191.73 | 12.43% |  |  | Home Lighting Rebate | 1241 | 3.709% | 1033.674 | 3.176%
| Home Lighting Rebate | 1174.2552 | 1241 | 105.7% | 2497.6875 | 1033.674 | 41.39% |  |  | Income-Eligible Home Energy Report | 261.6853 | 0.7821% | 261.6853 | 0.8041%
Educational Programs | Income-Eligible Home Energy Report | 316.1903 | 261.6853 | 82.76% | 474.3 | 261.6853 | 55.17% |  |  | Home Energy Report | 3846.6952 | 11.5% | 3846.6952 | 11.82%
| Home Energy Report | 3869.2494 | 3846.6952 | 99.42% | 2866.4 | 3846.6952 | 134.2% |  |  | Residential Programmable Thermostat | 5017.32 | 15% | 5017.32 | 15.42%
| Home Online Energy Audit | Educational programs are not part of MEEIA Targets for Energy or Demand Savings | [7 empty] | Business Programmable Thermostat | 84.42 | 0.2523% | 84.42 | 0.2594%
| Business Online Energy Audit | [8 empty] | Demand Response Incentive | 13200 | 39.45% | 13200 | 40.56%
DR Programs | Business Programmable Thermostat | 108.36 | 84.42 | 77.91% | 268.38 | 84.42 | 31.46% |  |  |  | 33459.8616 | 1 | 32544.321 | 1
| Residential Programmable Thermostat | 6558.3 | 5017.32 | 76.5% | 11967.48 | 5017.32 | 41.92%
| Demand Response Incentive | 10034 | 13200 | 131.6% | 15000 | 13200 | 88%
KCP&L-MO TOTAL |  | 36485.4347 | 33459.8616 | 91.71% | 66328.0125 | 32544.321 | 49.07%
Note: Gross realization rates are the ratio of verified gross savings to reported gross savings and indicates the accuracy of deemed savings tracked by KCP&L-MO.
NTG Components by Program
Program Name* | Free Ridership | Participant Spillover | Non-Participant Spillover | NTGR
Business EER - Standard | 0.05 | 0.002 | 0.004 | 96%
Business EER - Custom | 0.12 | 0.04 | 0 | 92%
Block Bidding | Deemed 1.0 pending future research |  |  | 100%
Strategic Energy Management | N/A - Savings not claimed in PY2016
Small Bus. Lighting | 0.14 | 0.002 | 0.01 | 87.2%
Whole House Efficiency | 0.33 | 0.02 | 0.14 | 82%
Income-Eligible Multifamily | Deemed 1.0 |  |  | 100%
Home Lighting Rebate | 0.16 | N/A | N/A | 84%
Income-Eligible Home Energy Report | 1.0 based on analysis approach generating net results
Home Energy Report | 1.0 based on analysis approach generating net results
Home Online Energy Audit | N/A - Savings not claimed in PY2016
Business Online Energy Audit | N/A - Savings not claimed in PY2016
Business Programmable Thermostat | 1.0 based on analysis approach generating net results
Residential Programmable Thermostat
Demand Response Incentive
Benefit-Cost Ratios by Program and Cost Test – PY2016
Sector | Program | Total Resource Cost Test | Total Resource Cost Test | Societal Cost Test | Utility Cost Test | Participant Cost Test | Rate Impact Measure Test
|  | KCP&L-MO | Guidehouse
Commercial EE Programs | Business EER - Standard | 2.5707 | 1.4801 | 1.7137 | 2.537 | 1.9327 | 0.71385
| Business EER - Custom | 0.20382 | 1.0803 | 1.3886 | 1.4755 | 2.1929 | 0.62625
| Block Bidding | N/A | N/A | N/A | N/A | N/A | N/A
| Strategic Energy Management | N/A | N/A | N/A | N/A | N/A | N/A
| Small Business Lighting | 1.4476 | 0.74168 | 0.8504 | 0.86237 | 1.6342 | 0.45916
Residential EE Programs | Whole House Efficiency | 0.65301 | 0.87732 | 1.0899 | 1.3997 | 1.148 | 0.68851
| Income-Eligible Multifamily | 0.82372 | 0.85191 | 0.94949 | 0.85191 | INF* | 0.35245
| Home Lighting Rebate*** | 1.4416 | 1.6899 | 1.9759 | 2.0474 | 4.263 | 0.51028
Educational Programs | Income-Eligible Home Energy Report | 0.64521 | 0.59159 | 0.59159 | 0.59159 | INF* | 0.33633
| Home Energy Report | 2.2264 | 2.0643 | 2.0643 | 2.0643 | INF* | 0.53917
| Home Online Energy Audit | N/A | N/A | N/A | N/A | N/A | N/A
| Business Online Energy Audit | N/A | N/A | N/A | N/A | N/A | N/A
DR Programs | Business Programmable Thermostat | 2.5094 | 2.0877 | 2.4233 | 2.8277 | 0.97086 | 1.9697
| Residential Programmable Thermostat | 2.0436 | 1.6251 | 1.8869 | 2.0644 | 1.2088 | 1.3896
| Demand Response Incentive | 9.7382 | 13.5566 | 13.5566 | 3.019 | 433.3333 | 3.019
*Ratios are infinite because there are positive benefits and no participant costs.
** Guidehouse did not perform benefit-cost calculations for the Online Home Energy Audit, Online Business Energy Audit, Block Bidding, Strategic Energy Management, or Income-Eligible Weatherization programs because KCP&L-MO does not claim savings for these programs and therefore Guidehouse did not verify savings.
*** Includes the commercial segment of HLR in total
Benefit-Cost Ratios by Program and Cost Test – PY2016-PY2018
Sector | Program | Total Resource Cost Test | Total Resource Cost Test | Societal Cost Test | Utility Cost Test | Participant Cost Test | Rate Impact Measure Test
|  | KCP&L-MO | Guidehouse
Commercial EE Programs | Business EER - Standard | 2.5707 | 1.4801 | 1.7137 | 2.537 | 1.9327 | 0.71385
| Business EER - Custom | 0.20382 | 1.0803 | 1.3886 | 1.4755 | 2.1929 | 0.62625
| Block Bidding | N/A | N/A | N/A | N/A | N/A | N/A
| Strategic Energy Management | N/A | N/A | N/A | N/A | N/A | N/A
| Small Business Lighting | 1.4476 | 0.74168 | 0.8504 | 0.86237 | 1.6342 | 0.45916
Residential EE Programs | Whole House Efficiency | 0.65301 | 0.87732 | 1.0899 | 1.3997 | 1.148 | 0.68851
| Income-Eligible Multifamily | 0.82372 | 0.85191 | 0.94949 | 0.85191 | INF* | 0.35245
| Home Lighting Rebate*** | 1.4416 | 1.6899 | 1.9759 | 2.0474 | 4.263 | 0.51028
Educational Programs | Income-Eligible Home Energy Report | 0.64521 | 0.59159 | 0.59159 | 0.59159 | INF* | 0.33633
| Home Energy Report | 2.2264 | 2.0643 | 2.0643 | 2.0643 | INF* | 0.53917
| Home Online Energy Audit | N/A | N/A | N/A | N/A | N/A | N/A
| Business Online Energy Audit | N/A | N/A | N/A | N/A | N/A | N/A
DR Programs | Business Programmable Thermostat | 2.5094 | 2.0877 | 2.4233 | 2.8277 | 0.97086 | 1.9697
| Residential Programmable Thermostat | 2.0436 | 1.6251 | 1.8869 | 2.0644 | 1.2088 | 1.3896
| Demand Response Incentive | 9.7382 | 13.5566 | 13.5566 | 3.019 | 433.3333 | 3.019
*Ratios are infinite because there are positive benefits and no participant costs.
** Guidehouse did not perform benefit-cost calculations for the Online Home Energy Audit, Online Business Energy Audit, Block Bidding, Strategic Energy Management, or Income-Eligible Weatherization programs because KCP&L-MO does not claim savings for these programs and therefore Guidehouse did not verify savings.
*** Includes all components of HLR which covers both residential and commercial cross sector sales
Benefit-Cost Ratios by Program Groups and Cost Test – PY2016
| Total Resource Cost Test | Societal Cost Test | Utility Cost Test | Participant Cost Test | Rate Impact Measure Test
Portfolio | 1.4173 | 1.6463 | 2.0175 | 2.1013 | 0.72818
EE Programs* | 1.3482 | 1.5858 | 2.0781 | 2.0833 | 0.65329
Residential EE Programs | 1.1989 | 1.4371 | 1.618 | 2.624 | 0.5465
C&I EE Programs | 1.3998 | 1.6362 | 2.281 | 1.9381 | 0.69581
DR Programs | 2.005 | 2.2595 | 2.221 | 1.4562 | 1.5759
*Inclusive of administrative costs for educational program costs, market research, software development, and EM&V.
Benefit-Cost Ratios by Program Groups and Cost Test – Program to Date
| Total Resource Cost Test | Societal Cost Test | Utility Cost Test | Participant Cost Test | Rate Impact Measure Test
Portfolio | 1.4173 | 1.6463 | 2.0175 | 2.1013 | 0.72818
EE Programs* | 1.3482 | 1.5858 | 2.0781 | 2.0833 | 0.65329
Residential EE Programs | 1.1989 | 1.4371 | 1.618 | 2.624 | 0.5465
C&I EE Programs | 1.3998 | 1.6362 | 2.281 | 1.9381 | 0.69581
DR Programs | 2.005 | 2.2595 | 2.221 | 1.4562 | 1.5759
*Inclusive of administrative costs for educational program costs, market research, software development, and EM&V.
Sector | Program | Rebate Costs | Direct Program Admin Costs** | Indirect Program Admin Costs | Total Costs | Benefits from Energy Savings | Benefits from Demand Savings | Total Benefits | Total Net Benefits
Commercial EE Programs | BUSINESS EER - Standard | 5886800.1001 | 1694684.08 | * | 7581484.1801 | 12438352.5817 | 6796108.5232 | 19234461.1049 | 11652976.9248
| BUSINESS EER - Custom | 307085 | 1073633.45 | * | 1380718.45 | 1283997.2075 | 753189.6305 | 2037186.838 | 656468.388
| Block Bidding | 0 | 232993.76 | * | 232993.76 | 0 | 0 | 0 | -232993.76
| Strategic Energy Management | 0 | 246688.64 | * | 246688.64 | 0 | 0 | 0 | -246688.64
| Small Business Lighting | 273146.5 | 310960.61 | * | 584107.11 | 328098.9939 | 175618.5758 | 503717.5697 | -80389.5403
Residential EE Programs | Whole House Efficiency | 613309.07 | 1193452.45 | * | 1806761.52 | 931120.1406 | 1597797.5541 | 2528917.6947 | 722156.1747
| Income-Eligible Multi-Family | 0 | 533024.55 | * | 533024.55 | 324185.392 | 129905.0506 | 454090.4426 | -78934.1074
| Home Lighting Rebate*** | 892128.13 | 977344.93 | * | 1869473.06 | 2728651.343 | 1098816.9228 | 3827468.2658 | 1957995.2058
Educational Programs | Income-Eligible Home Energy Report | 0 | 151085.39 | * | 151085.39 | 42531.6718 | 46848.2428 | 89379.9146 | -61705.4754
| Home Energy Report | 0 | 477263.4 | * | 477263.4 | 500761.5822 | 484476.3173 | 985237.8995 | 507974.4995
| Online Home Energy Audit | 0 | 169076.46 | * | 169076.46 | 0 | 0 | 0 | -169076.46
| Online Business Energy Audit | 0 | 24462.7 | * | 24462.7 | 0 | 0 | 0 | -24462.7
DR Programs | Business Programmable Thermostat | 13327.1838 | 22140.82 | * | 35468.0038 | 10557.1875 | 89736.376 | 100293.5635 | 64825.5597
| Residential Programmable Thermostat | 881543.862 | 2061907.81 | * | 2943451.672 | 743135.4795 | 5333287.3017 | 6076422.7813 | 3132971.1092
| Demand Response Incentive | 429000 | 121633.89 | * | 550633.89 | 0 | 1662357.0026 | 1662357.0026 | 1111723.1126
Portfolio | Portfolio Total | 9296339.8459 | 9292025.78 | * | 18588365.6259 | 19331391.5797 | 18168141.4975 | 37499533.0772 | 18911167.4513
*KCP&L allocates indirect program administrative costs to programs as a percentage of total budget. These costs are not tracked separately from direct program administrative costs and are therefore included in that total.
** Portfolio Total Direct Program Admin Costs include a Portfolio cost of $1672.84 which represents costs that are not allocated to a specific program.
This chart isn't available in your version of Excel. Editing this shape or saving this workbook into a different file format will permanently break the chart.
This chart isn't available in your version of Excel. Editing this shape or saving this workbook into a different file format will permanently break the chart.
This chart isn't available in your version of Excel. Editing this shape or saving this workbook into a different file format will permanently break the chart.
This chart isn't available in your version of Excel. Editing this shape or saving this workbook into a different file format will permanently break the chart.

## Business EER - Standard
Evergy Metro, Inc. Evaluation, Measurement, and Verification Report: Databook
Business Energy Efficiency Rebate - Standard: Data Tables | [11 empty] | Business Energy Efficiency Rebate - Standard: Figures
Executive Summary
Energy at the Customer Meter: PY2019 Savings Summary
Data is sourced to Guidehouse analysis unless otherwise noted.
Program Savings Summary - PY 2019
| Gross |  |  | Net
| Reported Savings | Verified Savings | Realization Rate | MEEIA 4-Year Target | Verified Savings | % of MEEIA Target Achieved
Energy at Customer Meter (kWh) | 17339531.1358 | 18827606.2101 | 108.6% | 72963362.7775 | 18074501.9617 | 24.77%
Coinc Demand at Customer Meter (kW) | 3277.1993 | 3889.2313 | 118.7% | 13667.0248 | 3733.6621 | 27.32%
Source: Program Tracking Database and Guidehouse analysis
Energy at the Customer Meter: Program Savings Summary
Program Savings Summary - Program to Date
| Gross |  |  | Net
| Reported Savings | Verified Savings | Realization Rate | MEEIA 4-Year Target | Verified Savings | % of MEEIA Target Achieved
Energy at Customer Meter (kWh) | 175389391.6283 | 144429129.2101 | 82.35% | 72963362.7775 | 138651964.0417 | 190%
Coinc Demand at Customer Meter (kW) | 31682.1328 | 24798.2313 | 78.27% | 13667.0248 | 23806.3021 | 174.2%
Source: Program Tracking Database and Guidehouse analysis
Net to Gross Component Summary
Free Ridership | Participant Spillover | Non-Participant Spillover | NTGR
0.05 | 0.002 | 0.004 | 96% | [8 empty] | Coincident Demand at Customer Meter: PY2019 Savings Summary
Note: The NTG ratio is rounded to the nearest 100th.
Savings by Measure Type
Measure Type | Total Number of Projects | Reported Energy Savings (kWh) | % of Total | Verified Energy Savings (kWh) | Reported Demand Savings (kW) | % of Total | Verified Demand Savings (kW)
HVAC | 7 | 17240.4645 | 0.09943% | 26559.0915 | 13.6173 | 0.4155% | 16.0698
Lighting | 380 | 17063194.4733 | 98.41% | 18406587.2987 | 3233.847 | 98.68% | 3827.6173
Hot Water | 0 | 0 | 0% | 0 | 0 | 0% | 0
Pumps/Fans | 1 | 8262.198 | 0.04765% | 4090.32 | 3.423 | 0.1044% | 0.98325
Refrigeration | 9 | 250834 | 1.447% | 390369.5 | 26.312 | 0.8029% | 44.5609
Total | 397 | 17339531.1358 | 100% | 18827606.2101 | 3277.1993 | 100% | 3889.2313
Source: Program Tracking Database and Guidehouse analysis
Additional Detail
Verified Inputs for Lighting Projects
Building Type | Verified (Guidehouse Analysis and IL TRM) |  |  |  | Total Number of Loggers Installed
| Waste Heat Factor (Energy) | Waste Heat Factor (Demand) | Revised Coincident Factor (CF) | Revised Hours of Use (HOU)
Industrial | 1.0199 | 1.0398 | 0.63952 | 4584.1978 | 33
Office | 1.2513 | 1.39 | 0.69254 | 3635.5783 | 29
Other | 1.0917 | 1.3561 | 0.73224 | 4924.6831 | 61
Retail | 1.1223 | 1.2909 | 0.74488 | 4920.8006 | 103
School | 1.1739 | 1.3293 | 0.62507 | 3642.1243 | 45
Warehouse | 1 | 1.22 | 0.54654 | 3611.4342 | 60
Exterior | 1 | 1 | 0 | 5391.9547 | 18
Source: Program Tracking Database and Guidehouse analysis and Illinois TRM
Final NTG Component Results - C&I Standard Rebate Program
Survey Type | Respondents | Number of Respondents | Reporting Year (PY) | Free Ridership | Participant Spillover | Non-Participant Spillover
Participant Web Survey | PY2016 Participating End-Use Customers | 56 | 2017 | 0.08 | 0.005 | --
Trade Ally Web Survey | Participating Trade Allies | 19 | 2017 | 0.05 | -- | 0.004
Measures with 2% or more program level savings and their effect on Program Level Realization Rate | [11 empty] | PY2019 Percentage of Verified Energy Savings by End-Use |  | PY2019 Percentage of Verified Demand Savings by End-Use
Measure name | Primary Key | Reported Energy Savings (kWh) | Reported Demand Savings (kW) | Verified Energy Savings (kWh) | Verified Demand Savings (kW) | Energy Realization Rate (%) | Demand Realization Rate (%) | Percentage of Reported savings kWh (%) | Percentage of Reported savings kW (%) | Effect on Energy Realization Rate | Effect on Demand Realization Rate | Percentage of Verified savings kWh (%) | Percentage of Verified savings kW (%)
Interior LED Linear Lamp Replacing 4ft T8, T12, or T5 Lamp | 166.2 | 7768948.8814 | 1422.2766 | 8413970.3039 | 1529.8204 | 108.3% | 107.6% | 44.8% | 43.4% | -0.2268% | -8.522% | 44.69% | 39.33%
Interior LED 2X4 Retrofit Kit replacing T8, T12 or T5/T5HO fixture | 169.2 | 1256067.057 | 233.4114 | 1235604.0447 | 228.2033 | 98.37% | 97.77% | 7.244% | 7.122% | -0.7975% | -1.603%
Interior Occupancy or Vacancy Sensor Replacing No Controls | 115.1 | 1255869.0648 | 255.1963 | 1427192.6892 | 777.1188 | 113.6% | 304.5% | 7.243% | 7.787% | 0.3951% | 15.69%
Interior LED 2X4 Troffer or Linear Ambient replacing T8, T12 or T5/T5HO fixture | 172.1 | 932716.8751 | 211.9562 | 900267.5164 | 163.1555 | 96.52% | 76.98% | 5.379% | 6.468% | -0.6857% | -2.883%
Interior LED 2X2 Troffer or Linear Ambient replacing T8, T12 or T5/T5HO fixture | 173.2 | 632360.6415 | 143.7345 | 585737.9807 | 117.0593 | 92.63% | 81.44% | 3.647% | 4.386% | -0.6039% | -1.708% | 3.111% | 3.01%
LED High Bay Fixture replacing 451W - 750W fixture | 222.2 | 600689.5128 | 108.5058 | 457992.9255 | 86.7975 | 76.24% | 79.99% | 3.464% | 3.311% | -1.16% | -1.325% | 2.433% | 2.232%
Interior Directional LED Lamp replacing 50-70W Lamp | 96.3 | 554671.3624 | 105.6856 | 672726.3843 | 126.5787 | 121.3% | 119.8% | 3.199% | 3.225% | 0.4197% | 0.03644% | 3.573% | 3.255%
Interior Directional LED Lamp replacing 71-110W Lamp | 97.3 | 452831.2644 | 86.7707 | 564243.7331 | 103.7239 | 124.6% | 119.5% | 2.612% | 2.648% | 0.4296% | 0.02346% | 2.997% | 2.667%
LED Low/High Bay Fixture replacing 301W‐450W fixture | 221.3 | 447940.744 | 75.7088 | 479333.802 | 84.407 | 107% | 111.5% | 2.583% | 2.31% | -0.04173% | -0.1699% | 2.546% | 2.17%
Parking Garage LED replacing 101W-175W Fixture or Mogul Screw-Base Lamp | 154.2 | 437754.72 | 49.972 | 307077.455 | 54.896 | 70.15% | 109.9% | 2.525% | 1.525% | -0.9954% | -0.1366% | 1.631% | 1.411%
Remove 4ft Lamp from T8 or T12 system | 109.1 | 318196.062 | 64.728 | 332262.3252 | 59.4165 | 104.4% | 91.79% | 1.835% | 1.975% | -0.07779% | -0.5416%
Parking Garage LED replacing <= 100W Fixture or Mogul Screw-Base Lamp | 155.1 | 313958.4 | 35.84 | 420786.6716 | 48.0021 | 134% | 133.9% | 1.811% | 1.094% | 0.4692% | 0.1687% | 2.235% | 1.234%
Interior LED Downlight or Retrofit Kit replacing 61-100W Fixture | 177.2 | 303880.845 | 65.8275 | 290656.6045 | 55.3753 | 95.65% | 84.12% | 1.753% | 2.009% | -0.2307% | -0.7083%
Other Measures |  | 2063645.705 | 417.5859 | 2739753.774 | 454.677 | 132.8% | 108.9% | 11.9% | 12.74% | 2.904% | -1.265% | 14.55% | 11.69%
TOTAL |  | 17339531.1354 | 3277.1993 | 18827606.21 | 3889.2313 | 108.6% | 118.7% | 100% | 100% |  |  | 100% | 100%
Source: Program Tracking Database and Guidehouse analysis
Savings by Building Type | [11 empty] | PY2019 Percentage of Verified Energy Savings by Building Type |  | PY2019 Percentage of Verified Demand Savings by Building Type
Program | Building Type | Total Number of Projects | Reported Energy Savings (kWh) | Verified Energy Savings (kWh) | Energy Realization Rate (%) | % of Verified Total kWh | Reported Demand Savings (kW) | Verified Demand Savings (kW) | Demand Realization Rate | % of Verified Total kW
Standard- Evergy Metro | Exterior | 1 | 114151.5477 | 122266.2962 | 107.1% | 0.6494% | 21.9174 | 0 | 0% | 0%
| Industrial | 15 | 882284.5382 | 866959.4051 | 98.26% | 4.605% | 171.7232 | 281.886 | 164.2% | 7.248%
| Office | 100 | 4170604.1893 | 4079410.9008 | 97.81% | 21.67% | 175.3256 | 165.1673 | 94.21% | 4.247%
| Other | 114 | 4478881.9096 | 5318283.0013 | 118.7% | 28.25% | 798.821 | 1068.8004 | 133.8% | 27.48%
| Retail | 91 | 2406854.1478 | 2708815.384 | 112.5% | 14.39% | 824.6924 | 1005.5751 | 121.9% | 25.86%
| School | 37 | 3117667.7241 | 3174787.047 | 101.8% | 16.86% | 472.1874 | 474.4138 | 100.5% | 12.2%
| Warehouse | 26 | 1116627.1822 | 817275.6157 | 73.19% | 4.341% | 604.1387 | 734.8526 | 121.6% | 18.89%
| Parking Garage* | 8 | 1052459.8969 | 1739808.5601 | 165.3% | 9.241% | 208.3936 | 158.5361 | 76.08% | 4.076%
| Total | 392 | 17339531.1358 | 18827606.2101 | 108.6% | 100% | 3277.1993 | 3889.2313 | 118.7% | 100%
Source: C&I Standard and SBL Program Tracking Databases and Guidehouse analysis
*Lighting measures installed in parking garages were separated out from other projects since the waste heat factor for garages are 1.0, the coincidence factor is 1.0, and the HOU is assumed to be 8760
*Lighting measures installed in parking garages were separated out from other projects since the waste heat factor for garages are 1.0, the coincidence factor is 1.0, and the HOU is assumed to be 8760

## Business EER - Custom
Evergy Metro, Inc. Evaluation, Measurement, and Verification Report: Databook
Business Energy Efficiency Rebate - Custom: Data Tables | [7 empty] | Business Energy Efficiency Rebate - Custom: Figures
Executive Summary
Data is sourced to Guidehouse analysis unless otherwise noted.
Program Savings Summary - PY 2019 | [7 empty] | Energy at the Customer Meter: Program Savings Summary
| Gross |  |  | Net
| Reported Savings | Verified Savings | Realization Rate | MEEIA 4-Year Target | Verified Savings | % of MEEIA Target Achieved
Energy at Customer Meter (kWh) | 15529466.787 | 13553349.7688 | 87.28% | 55451825.05 | 9351811.3404 | 16.86%
Coinc Demand at Customer Meter (kW) | 3256.6675 | 2737.7141 | 84.06% | 15159.775 | 1889.0227 | 12.46%
Source: Program Tracking Database and Guidehouse analysis
Program Savings Summary - Program to Date | [7 empty] | Energy at the Customer Meter: Program Savings Summary
| Gross |  |  | Net
| Reported Savings | Verified Savings | Realization Rate | MEEIA 4-Year Target | Verified Savings | % of MEEIA Target Achieved
Energy at Customer Meter (kWh) | 50025842.943 | 48195528.8922 | 96.34% | 55451825.05 | 34470067.0708 | 62.16%
Coinc Demand at Customer Meter (kW) | 9500.7214 | 9510.0039 | 100.1% | 15159.775 | 6797.0991 | 44.84%
Source: Program Tracking Database and Guidehouse analysis
Net to Gross Component Summary
Free Ridership | Participant Spillover | Non-Participant Spillover | NTGR
0.32 | 0.01 | 0 | 69% |  |  |  |  | Coincident Demand at Customer Meter: Program Savings Summary
Source: Guidehouse analysis PY2018
Evergy Metro BEER Custom - PY2017 Summary by Measure Type
Measure Type | Reported Energy Savings (kWh) | Verified Energy Savings (kWh) | % of Total Verified Energy (%) | Reported Demand Savings (kW) | Verified Demand Savings (kW) | % of Total Verified Demand (%)
Compressed Air | 202923 | 177101.148 | 1.307% | 25.59 | 21.5122 | 0.7858%
HVAC | 6230638 | 5437792.3759 | 40.12% | 1690.7212 | 1421.303 | 51.92%
Lighting | 7109278.787 | 6204626.5545 | 45.78% | 1151.8563 | 968.3068 | 35.37%
Miscellaneous | 43233 | 37731.622 | 0.2784% | 8.72 | 7.3305 | 0.2678%
Motors & Drives | 1814027 | 1583192.9556 | 11.68% | 365.0156 | 306.85 | 11.21%
Process | 45347 | 39576.6165 | 0.292% | 8.181 | 6.8773 | 0.2512%
Refrigeration | 84020 | 73328.4963 | 0.541% | 6.5834 | 5.5343 | 0.2022%
Total | 15529466.787 | 13553349.7688 | 100% | 3256.6675 | 2737.7141 | 100%
Source: Program Tracking Database and Guidehouse analysis
Additional Detail
End-of-Year Population and Sample Sizes
Stratum | Reported Energy Savings (kWh) | Reported Peak Demand Savings (kW) | Total Number of Projects | Projects in Sample
Certainty | 3150636 | 606.4261 | 3 | 3 |  |  |  | Percent of Verified kWh Savings by Measure Type: PY 2018
Large Lighting | 2090216.44 | 401.8314 | 5 | 0
Large Non-Lighting | 3204364 | 791.3492 | 8 | 6
Small Lighting | 3733314.107 | 538.505 | 86 | 4
Small Non-Lighting | 3350936.24 | 918.5558 | 59 | 6
Total | 15529466.787 | 3256.6675 | 161 | 19
Source: C&I Custom Rebate Program Tracking Database and Guidehouse analysis
Note: Large projects account for at least 75% of total energy savings while total energy savings of all small projects are no more than 25%.
Energy Impacts at the Customer Meter For Sampled Projects
Stratum | Total Reported Energy Savings (kWh) | Total Verified Energy Savings (kWh) | Energy RR | Relative Precision at 90% Confidence (one-tailed)
Certainty | 3150636 | 2392960.3694 | 75.95% | 0%
Large Lighting | 2090216.44 | 1824237.425 | 87.28% | NA
Large Non-Lighting | 3204364 | 3076361.055 | 96.01% | 6.127%
Small Lighting | 3733314.107 | 3084541.897 | 82.62% | 23.24%
Small Non-Lighting | 3350936.24 | 3175249.0224 | 94.76% | 28.19%
Total | 15529466.787 | 13553349.7688 | 87.28% | 10.17%
Percent of Verified kW Savings by Measure Type: PY 2018
Source: C&I Custom Rebate Program Tracking Database and Guidehouse analysis
Coincident Demand Impacts at Customer Meter For Sampled Projects
Stratum | Total Reported Coincident Demand Savings (kW) | Total Verified Coincident Demand Savings (kW) | Coincident Demand RR | Relative Precision at 90% Confidence (one-tailed)
Certainty | 606.4261 | 364.7422 | 60.15% | 0%
Large Lighting | 401.8314 | 337.7991 | 84.06% | NA
Large Non-Lighting | 791.3492 | 368.1119 | 46.52% | 21.74%
Small Lighting | 538.505 | 333.1193 | 61.86% | 4.749%
Small Non-Lighting | 918.5558 | 1333.9416 | 145.2% | 36.33%
Total | 3256.6675 | 2737.7141 | 84.06% | 17.55%
Source: C&I Custom Rebate Program Tracking Database and Guidehouse analysis
Project-Level Energy and Demand Savings and RRs
Guidehouse Site ID | Project Type | Reported kWh | Verified kWh | Realization Rate (kWh) | Reported kW | Verified kW | Realization Rate (kW)
1679 | Lighting | 30887 | 30887 | 100% | 0 | 0 | 100%
1391 | Lighting | 18361 | 20044 | 109.2% | 3.3533 | 2.84 | 84.69%
1186 | Lighting | 131021 | 133630 | 102% | 23.9286 | 13.96 | 58.34%
1526 | Lighting | 189025.807 | 120558.0636 | 63.78% | 34.8204 | 21.6165 | 62.08%
1137 | Non-lighting | 12672 | 12671 | 99.99% | 8.5464 | 3.24 | 37.91%
1464 | Non-lighting | 44914 | 50629.936 | 112.7% | 4.0774 | 9.2036 | 225.7%
1370 | Non-lighting | 96087 | 100990 | 105.1% | 17.335 | 11.53 | 66.51%
1200 | Non-lighting | 76210 | 120055.3772 | 157.5% | 29.7852 | 41.9524 | 140.8%
1135 | Non-lighting | 64195 | 64264.858 | 100.1% | 43.2953 | 42.4208 | 97.98%
1127 | Non-lighting | 155084 | 77001.5828 | 49.65% | 27.0042 | 80.5046 | 298.1%
1322 | Non-lighting | 156132 | 82798.3 | 53.03% | 88.1413 | 4.345 | 4.93%
1292 | Non-lighting | 176059 | 176059 | 100% | 118.7402 | 89.94 | 75.75%
1118 | Non-lighting | 554391 | 662331.1373 | 119.5% | 59.6545 | 13.697 | 22.96%
1546 | Non-lighting | 343211 | 304958.6507 | 88.85% | 131.8606 | 109.4411 | 83%
1364 | Non-lighting | 272124 | 302837.3771 | 111.3% | 183.5297 | 113.7363 | 61.97%
2085 | Non-lighting | 720497 | 604652 | 83.92% | 129.9842 | 0 | 0%
1067 | Non-lighting | 895345 | 819758.2475 | 91.56% | 155.9029 | 37.2909 | 23.92%
1230 | Lighting | 978459 | 774489 | 79.15% | 228.1934 | 115.28 | 50.52%
1117 | Non-lighting | 1276832 | 798713.1219 | 62.55% | 222.3298 | 212.1712 | 95.43%
Source: C&I Custom Rebate Program Tracking Database and Guidehouse analysis
Project-Level Results for Sampled Projects
Nav. Site ID | Project Type | Energy RR (%) | Effect on Energy RR (%) | Demand RR (%) | Effect on Demand RR (%) | Reason for Discrepancy
1679 | Lighting | 100% | -0.07565% | 100% | 0% | No discrepancy was found between the reported and verified savings for this project.
1391 | Lighting | 109.2% | -0.07214% | 84.69% | -0.05245% | The difference in the energy savings compared to the reported savings was due to the use of Waste Heat Factor for Energy (WHFe) in the verified calculations. The verified demand savings were calculated using the savings algorithm from IL TRM v7.0 utilizing the Waste Heat Factor for Demand (WHFd) and Coincidence Factor, while the reported demand savings were calculated using the kW factor approach. Guidehouse used coincidence factor and waste heat factors from Guidehouse long-term metering study results for the lighting measure.
1186 | Lighting | 102% | -0.3692% | 58.34% | 0.04471% | The difference in the energy savings compared to the reported savings was due to the use of Waste Heat Factor for Energy (WHFe) in the verified calculations. The verified demand savings were calculated using the savings algorithm from IL TRM v7.0 utilizing the Waste Heat Factor for Demand (WHFd) and Coincidence Factor, while the reported demand savings were calculated using the kW factor approach. Guidehouse used coincidence factor and waste heat factors from Guidehouse long-term metering study results for the lighting measure.
1526 | Lighting | 63.78% | 0.6655% | 62.08% | -0.02271% | The difference in the energy savings compared to the reported savings was due to the use of Waste Heat Factor for Energy (WHFe) in the verified calculations. The verified demand savings were calculated using the savings algorithm from IL TRM v7.0 utilizing the Waste Heat Factor for Demand (WHFd) and Coincidence Factor, while the reported demand savings were calculated using the kW factor approach. Guidehouse used coincidence factor and waste heat factors from Guidehouse long-term metering study results for the lighting measure. Guidehouse also updated the wattage for one fixture from 18W to 18.5W based on specification sheet data.
1137 | Non-lighting | 99.99% | -0.03093% | 37.91% | 0.1321% | The difference in the demand savings compared to the reported savings was due to the use of the engineering approach in the verified calculations, while the reported demand savings were calculated using the kW factor approach.
1464 | Non-lighting | 112.7% | -0.2032% | 225.7% | -0.4455%
1370 | Non-lighting | 105.1% | -0.3183% | 66.51% | -0.06264% | The reported savings for this measure were calculated assuming the proposed fan speed would vary as a function of outdoor air temperature (OAT). However the fan speed was noted to not vary as a function of OAT but had a fixed reduction of 19 percent during the site visit due to minimum ventilation requirements for the facility. Thus the verified savings were calculated using a 19 percent reduction in fan speed year-round. The difference in the demand savings was driven by the different approaches used in the calculations. The reported demand savings were calculated using the kW factor approach, while the verified demand savings were calculated using the engineering approach.
1200 | Non-lighting | 157.5% | -0.905% | 140.8% | -1.604% | Guidehouse verified higher savings for the lighting measures part of this project due to the use of WHFe in the verified calculations. Guidehouse also updated the lighting hours-of-use for this project from 2,860 hours to 4,680 hours based on the operating schedule for the facility. Guidehouse also verified higher savings for the HVAC measure part of this project. The reported savings for the HVAC measure were calculated using the savings algorithm from the IL TRM v7.0. Guidehouse calculated verified savings for the HVAC measure using the 8760 hourly analysis approach. The difference in the demand savings was driven by the different approaches used in the calculations. The reported demand savings were calculated using the kW factor approach, while the verified demand savings were calculated using the engineering approach.
1135 | Non-lighting | 100.1% | -0.1592% | 97.98% | -1.088% | The difference in the demand savings was driven by the different approaches used in the calculations. The reported demand savings were calculated using the kW factor approach, while the verified demand savings were calculated using the engineering approach.
1127 | Non-lighting | 49.65% | 0.9059% | 298.1% | -4.314% | Guidehouse calculated the verified savings for this project using the 8760 hourly analysis engineering approach that captures the installed equipment's hourly savings in a year, while the reported savings were estimated using a 5-degree temperature bin analysis approach. The difference in the demand savings was driven by the different approaches used in the calculations. The reported demand savings were calculated using the kW factor approach, while the verified demand savings were calculated using the engineering approach.
1322 | Non-lighting | 53.03% | 0.8247% | 4.93% | 3.482% | Guidehouse calculated the verified savings for this project using the 8760 hourly analysis engineering approach that captures the installed equipment's hourly savings in a year, while the reported savings were estimated using a 2-degree temperature bin analysis approach. Guidehouse also updated the minimum outside air temperature at which chiller operates from 40F to 50F based on data collected during the site visit, this resulted in lower annual operating hours for the chiller. The baseline chilled water pump was noted to have a VFD during the site visit, hence no additional savings for installation of VFD on chilled water pump were verified. The difference in the demand savings was driven by the different approaches used in the calculations. The reported demand savings were calculated using the kW factor approach, while the verified demand savings were calculated using the engineering approach.
1292 | Non-lighting | 100% | -0.4416% | 75.75% | -1.248% | The difference in the demand savings was driven by the different approaches used in the calculations. The reported demand savings were calculated using the kW factor approach, while the verified demand savings were calculated using the engineering approach.
1118 | Non-lighting | 119.5% | -3.399% | 22.96% | 1.569% | Guidehouse calculated the verified savings for this project using the 8760 hourly analysis engineering approach that captures the installed equipment's hourly savings in a year, while the reported savings were estimated using a 5-degree temperature bin analysis approach. Guidehouse updated the setback during unoccupied period from 5F to 8F based on the data collected during the site visit. Guidehouse also verified that the HVAC equipment at the facility operates year-round while the reported savings assumed no HVAC equipment operation during December through March. This resulted in additional hours during which savings are produced for the AHU discharge air temperature reset measure implemented at the facility. The difference in the demand savings was driven by the different approaches used in the calculations. The reported demand savings were calculated using the kW factor approach, while the verified demand savings were calculated using the engineering approach.
1546 | Non-lighting | 88.85% | -0.2314% | 83% | -2.093% | The difference in the energy savings compared to the reported savings for the lighting measure was due to the use of Waste Heat Factor for Energy (WHFe) in the verified calculations. Guidehouse also updated the area used to calculate the baseline wattage at the facility from 90,184 square feet to 78,556 square feet based on data collected during the site visit. Guidehouse used coincidence factor and waste heat factors from Guidehouse long-term metering study results for the lighting measure. During the site visit, Guidehouse also verified that the actual installed rooftop units at the facility were different from those used in the reported calculations. Guidehouse calculated the verified savings using the specifications for the actual installed units and updated the baseline efficiency accordingly. The difference in the demand savings was driven by the different approaches. The reported demand savings were calculated using the kW factor approach, while the verified demand savings were calculated using the engineering approach.
1364 | Non-lighting | 111.3% | -1.212% | 61.97% | -0.1181% | Guidehouse verified higher savings for this project due to additional savings from the cooling tower fan and condenser water pump components that are part of the chilled water system at the facility. Guidehouse also verified additional savings from temperature setback during unoccupied period that was verified during the site visit. The reported savings were calculated using rated efficiency values, Guidehouse calculated verified savings using updated efficiency values based on trend data. The difference in the demand savings was driven by the different approaches. The reported demand savings were calculated using the kW factor approach, while the verified demand savings were calculated using the engineering approach.
2085 | Non-lighting | 83.92% | 0.1304% | 0% | 5.755% | The reported savings for this measure were calculated using the savings algorithm from the Missouri TRM 2017. The verified savings were calculated using the 8760 hourly analysis approach. In the absence of trend data, Guidehouse assumed that the VFD speed for the supply and return fans varied as a function of outdoor air temperature. The difference in the demand savings was driven by the different approaches. The reported demand savings were calculated using the kW factor approach, while the verified demand savings were calculated using the engineering approach. Since the HP of the installed fan array was greater than the existing fan HP for both supply and return fans and the installed fan array was assumed to operate at 100% speed during the peak period, no demand savings were verified for this project.
1067 | Non-lighting | 91.56% | -1.124% | 23.92% | 4.281% | Guidehouse calculated the verified savings for this project using the 8760 hourly analysis engineering approach that captures the installed equipment's hourly savings in a year, while the reported savings were estimated using a 5-degree temperature bin analysis approach. Guidehouse also verified savings for the demand controlled ventilation measure installed as part of the project. The reported savings did not include savings from this measure. The difference in the demand savings was driven by the different approaches. The reported demand savings were calculated using the kW factor approach, while the verified demand savings were calculated using the engineering approach.
1230 | Lighting | 79.15% | 1.081% | 50.52% | 1.886% | The difference in the energy savings compared to the reported savings was due to the use of Waste Heat Factor for Energy (WHFe) in the verified calculations. Guidehouse also updated the lighting operating hours for the workstations from 8,000 hours to 6,478 hours and from 8,736 hours to 8,251 hours for the warehouse based on information collected during the phone interview. The verified demand savings were calculated using the savings algorithm from IL TRM v7.0 utilizing the Waste Heat Factor for Demand (WHFd) and Coincidence Factor, while the reported demand savings were calculated using the kW factor approach. Guidehouse used waste heat factors from Guidehouse long-term metering study results for the lighting measure. Since the lights operate during the peak period a coincidence factor of 1 was used in the verified calculations. Since the occupancy sensors installed as part of the project only replaced the existing occupancy sensors, no additional savings were verified for the installation of occupancy sensors.
1117 | Non-lighting | 62.55% | 5.809% | 95.43% | -5.922% | The reported savings for this measure were calculated using building simulation modelling. However the EE measures modelled in the reported building simulation were different from the measures actually installed. Guidehouse verified savings for the installed measures using engineering approach.
Source: C&I Custom Rebate Program Tracking Database and Guidehouse analysis
Participant Satisfaction with Custom Program (on a scale of 1 through 5, 1 being the lowest, 5 being the highest)
Program Component | 5 | 4 | 3 | 2 | 1 | Average Satisfaction (1-5)
Amount of rebate | 41.54% | 29.23% | 18.46% | 6.154% | 0% | 3.9692
Time it took to receive the rebate | 43.08% | 29.23% | 15.38% | 3.077% | 4.615% | 4.0806
Program communications about eligibility requirements and application process | 49% | 26.15% | 20% | 3.077% | 0% | 4.1846
Requirements to participate in program | 53.85% | 27.69% | 13.85% | 3.077% | 1.538% | 4.3438
Application process | 41.46% | 29.27% | 12.2% | 2.439% | 14.63% | 4.2857
Pre-approval application process | 37.5% | 29.17% | 20.83% | 12.5% | 0% | 3.9167
Final approval application process | 50% | 33.33% | 8.333% | 4.167% | 0% | 4.2083
The Program Representative | 64.62% | 18.46% | 6.154% | 3.077% | 7.692% | 4.5667
Your installation contractor | 63.08% | 15.38% | 10.77% | 1.538% | 9.231% | 4.5
Overall satisfaction with the program | 53.85% | 33.85% | 10.77% | 0% | 0% | 4.3846
Source: Guidehouse survey of participants; n = 63
Participant Satisfaction with KCP&L (on a scale of 1 through 5, 1 being the lowest, 5 being the highest)
Program Component | 5 | 4 | 3 | 2 | 1 | Average Satisfaction (1-5)
Overall Satisfaction with KCP&L | 53% | 34% | 12% | 0% | 1% | 4.38
Source: Guidehouse survey of participants; n = 102
Participant's Willingness to Participate in KCP&L Rebate Program Again (on a scale of 1 through 5, 1 being "not at all likely", 5 being "very likely")
Program Component | 5 | 4 | 3 | 2 | 1 | Average Satisfaction (1-5)
KCP&L Rebate Program | 78% | 13% | 7% | 0% | 0% | 4.73
Source: Guidehouse survey of participants; n = 102
Easiness to complete Business Energy Efficiency Rebates Custom project pre-approval application (on a scale of 1 through 5, 1 being "not at all easy", 5 being "extremely easy")
Program Component | 5 | 4 | 3 | 2 | 1 | Average Satisfaction (1-5)
Pre-approval application | 21% | 33% | 21% | 17% | 8% | 3.42
Source: Guidehouse survey of participants; n = 65
Trade Ally Satisfaction with Custom Program (on a scale of 1 through 5, 1 being the lowest, 5 being the highest)
Program Component | 5 | 4 | 3 | 2 | 1 | Average Satisfaction (1-5)
Marketing materials provided by the program | 11.11% | 44.44% | 38.89% | 5.556% | 0% | 3.6111
Amount and type of communication received from the program | 33.33% | 44.44% | 11.11% | 11.11% | 0% | 4
Amount and type of training provided by the program | 11.11% | 33.33% | 38.89% | 16.67% | 0% | 3.3889
Project application process | 27.78% | 44.44% | 22.22% | 0% | 5.556% | 3.8889
Time to complete a project through the program | 27.78% | 38.89% | 16.67% | 11.11% | 5.556% | 3.7222
The amount of the program incentives | 16.67% | 38.89% | 38.89% | 5.556% | 0% | 3.6667
The Program Representative | 66.67% | 33.33% | 0% | 0% | 0% | 4.6667
Source: Guidehouse survey of trade allies; n = 18
Trade Ally Satisfaction with Custom Program Elements over Previous Year
Program component | Increased | Stayed the same | Decreased | Don't know | Not applicable; first year in program
Marketing materials provided by the program | 23.5% | 52.9% | 5.9% | 17.6%
Amount and type of communication received from the program | 23.5% | 58.8% | 5.9% | 11.8%
Amount and type of training provided by the program | 23.5% | 64.7% | 0% | 11.8%
Project application process | 41.2% | 29.4% | 17.6% | 11.8%
Time to complete a project through the program | 29.4% | 52.9% | 5.9% | 11.8%
The amount of the program incentives | 41.2% | 35.3% | 17.6% | 5.9%
The Program Representative | 29.4% | 58.8% | 0% | 11.8%
Source: Guidehouse survey of trade allies who had participated in prior years; n = 17
Trade Ally Overall Satisfaction with the Custom Program (on a scale of 1 through 5, 1 being the lowest, 5 being the highest)
Program component | 5 | 4 | 3 | 2 | 1 | Average Satisfaction (1-5)
Overall Satisfaction with Custom Program | 53% | 35% | 12% | 0% | 0% | 4.41
Source: Guidehouse survey of trade allies; n = 18

## Block Bidding
Evergy Metro, Inc. Evaluation, Measurement, and Verification Report: Databook
Block Bidding: Data Tables
Executive Summary
Data is sourced to Guidehouse analysis unless otherwise noted.
Program Savings Summary - PY 2019
| Gross |  |  | Net
| Reported Savings | Verified Savings | Realization Rate | MEEIA 4-Year Target | Verified Savings | % of MEEIA Target Achieved
Energy at Customer Meter (kWh) | There was no program activity in PY2019. |  |  | 12574247.9165 | 0 | N/A
Coinc Demand at Customer Meter (kW) |  |  |  | 2180 | 0 | N/A
Source: Program Tracking Database and Guidehouse analysis

## Business EER - SEM
Evergy Metro, Inc. Evaluation, Measurement, and Verification Report: Databook
Business Energy Efficiency Rebate - SEM: Data Tables
Executive Summary
Data is sourced to Guidehouse analysis unless otherwise noted.
Program Savings Summary - PY 2019
| Gross |  |  | Net
| Reported Savings | Verified Savings | Realization Rate | MEEIA 4-Year Target | Verified Savings | % of MEEIA Target Achieved
Energy at Customer Meter (kWh) | No program activity was reported in PY2019 |  | N/A | 11284066.29 | 0 | N/A
Coinc Demand at Customer Meter (kW) |  |  | N/A | 2526.7425 | 0 | N/A
Source: Program Tracking Database and Guidehouse analysis

## Small Bus. Lighting
Evergy Metro, Inc. Evaluation, Measurement, and Verification Report: Databook
Small Bus. Lighting: Data Tables
Executive Summary
Data is sourced to Guidehouse analysis unless otherwise noted.
Program Savings Summary - PY 2019
| Gross |  |  | Net
| Reported Savings | Verified Savings | Realization Rate | MEEIA 4-Year Target | Verified Savings | % of MEEIA Target Achieved
Energy at Customer Meter (kWh) | No program activity was reported in PY2019 |  | N/A | 4387041.975 | 0 | N/A
Coinc Demand at Customer Meter (kW) |  |  | N/A | 702.4212 | 0 | N/A
Source: Program Tracking Database and Guidehouse analysis

## Whole House Efficiency
Evergy Metro, Inc. Evaluation, Measurement, and Verification Report: Databook
Whole House Efficiency: Data Tables | [9 empty] | Whole House Efficiency - Custom: Figures
Executive Summary
[10 empty] | Energy at the Customer Meter: Program Savings Summary | Coincident Demand at the Customer Meter: Program Savings Summary
Data is sourced to Guidehouse analysis unless otherwise noted.
Program Savings Summary - PY 2019
| Gross |  |  | Net
| Reported Savings* | Verified Savings | Realization Rate | MEEIA 4-Year Target | Verified Savings | % of MEEIA Target Achieved
Energy at Customer Meter (kWh) | 4308852.3833 | 4513847.5877 | 104.8% | 21835319.6116 | 3701355.0219 | 16.95%
Coinc Demand at Customer Meter (kW) | 1477.2779 | 2532.7087 | 171.4% | 5402.5537 | 2076.8211 | 38.44%
*Reported Savings in the IC tracking database totaled 4,309,749.74 kWh, differing by 897.36 kWh compared to Evergy Metro's Nexant database. The reported savings above align with Evergy Metro's Nexant extract. Demand savings aligned for both the IC tracking data and Nexant database.
Source: Program Tracking Database and Guidehouse analysis
Program Savings Summary - Program to Date
| Gross |  |  | Net
| Reported Savings | Verified Savings | Realization Rate | MEEIA 4-Year Target | Verified Savings | % of MEEIA Target Achieved
Energy at Customer Meter (kWh) | 19953439.4327 | 18446534.8002 | 92.45% | 21835319.6116 | 15126158.5361 | 69.27%
Coinc Demand at Customer Meter (kW) | 8211.6994 | 10937.2426 | 133.2% | 5402.5537 | 8968.5389 | 166%
Source: Program Tracking Database and Guidehouse analysis
Net to Gross Component Summary
Free Ridership | Participant Spillover | Non-Participant Spillover | NTGR | [6 empty] | Energy Impacts at the Customer Meter
0.33 | 0.02 | 0.14 | 82%
PY2019 Summary by Measure Type
Stratum | Total Number of Projects | Total Reported Energy Savings (kWh) | Total Verified Energy Savings (kWh) | Energy RR | Total Reported Coincident Demand Savings (kW) | Total Verified Coincident Demand Savings (kW) | Coincident Demand RR
Tier 1: Energy Savings Kit | 14963 | 471006.6506 | 525320.0242 | 111.5% | 50.6272 | 66.3234 | 131%
Tier 2: Building Shell Measures | 777 | 476731.7055 | 216847.086 | 45.49% | 74.7839 | 138.9753 | 185.8%
Tier 3: HVAC Measures | 3064 | 3362011.3842 | 3771680.4775 | 112.2% | 1351.8668 | 2327.41 | 172.2%
Total | 18804 | 4309749.7403 | 4513847.5877 | 104.7% | 1477.2779 | 2532.7087 | 171.4%
Source: Program Tracking Database and Guidehouse analysis
Additional Detail
Measure-Level Energy and Demand Savings and RRs
Stratum | Measure | Sub-Measure | Quantity | Reported kWh | Verified kWh | Realization Rate (kWh) | Reported kW | Verified kW | Realization Rate (kW)
| Measure |  | Quantity | [6 empty] | Coincident Demand Impacts at the Customer Meter
T1: Energy Savings Kit | LED | LED 9W A19 | 11296 | 322050.0896 | 388147.1611 | 120.5% | 31.6288 | 47.7744 | 151%
T1: Energy Savings Kit | LED | 5 Watt LED Bulb - Candle E12 Base | 410 | 11689.141 | 8808.2144 | 75.35% | 1.148 | 1.2221 | 106.5%
T1: Energy Savings Kit | LED | 6 Watt LED Bulb - Globe | 757 | 21582.1457 | 16262.9715 | 75.35% | 2.1196 | 2.2565 | 106.5%
T1: Energy Savings Kit | LED | 8 Watt LED Bulb - BR30 | 1044 | 29764.5444 | 41739.5492 | 140.2% | 2.9232 | 5.7914 | 198.1%
T1: Energy Savings Kit | Hot Water Pipe Wrap |  | 290 | 3675.315 | 6283.7143 | 171% | 0.4182 | 0.71683 | 171.4%
T1: Energy Savings Kit | Advanced Power Strip |  | 408 | 42024 | 42024 | 100% | 4.7328 | 4.7158 | 99.64%
T1: Energy Savings Kit | Aerator | Kitchen Faucet | 123 | 6710.6292 | 1246.26 | 18.57% | 1.5708 | 0.2688 | 17.11%
T1: Energy Savings Kit | Aerator | Bathroom Faucet | 238 | 2026.6353 | 895.0982 | 44.17% | 3.1866 | 1.4066 | 44.14%
T1: Energy Savings Kit | Aerator | Shower | 397 | 31484.1504 | 19913.0554 | 63.25% | 2.8992 | 2.1709 | 74.88%
T2: Building Shell | Air Sealing |  | 302 | 271112.3755 | 108513.1039 | 40.03% | 50.7239 | 78.471 | 154.7%
T2: Building Shell | Insulation | Ceiling | 475 | 205619.33 | 108333.9821 | 52.69% | 24.06 | 60.5042 | 251.5%
T2: Building Shell | Insulation | Wall | 0 | 0 | 0 | #DIV/0! | 0 | 0 | #DIV/0!
T3: HVAC | Air Conditioner | Time-of-Sale | 108 | 43752.2548 | 49130.023 | 112.3% | 31.1316 | 51.4077 | 165.1%
T3: HVAC | Air Conditioner | Early Replacement | 1074 | 1236048.1387 | 1559134.9014 | 126.1% | 924.0375 | 1729.9036 | 187.2%
T3: HVAC | Heat Pump | Air Source Time-of-Sale | 15 | 14180.7634 | 20337.4686 | 143.4% | 2.5005 | 7.6921 | 307.6%
T3: HVAC | Heat Pump | Air Source Early Replacement | 42 | 234438.8202 | 236404.7249 | 100.8% | 56.6909 | 75.915 | 133.9%
T3: HVAC | Heat Pump | Air Source Replace Failed ER Heat | 5 | 5354.3517 | 6116.1065 | 114.2% | 1.3445 | 2.4176 | 179.8%
T3: HVAC | Heat Pump | Air Source Replace Operating ER Heat | 47 | 558449.9695 | 576406.2958 | 103.2% | 67.7785 | 88.748 | 130.9%
T3: HVAC | Heat Pump | Ductless Mini-Split | 50 | 106798.52 | 79541.8001 | 74.48% | 9.995 | 4.5746 | 45.77%
T3: HVAC | Heat Pump | Ground Source Time-of-Sale | 1 | 4959.4716 | 5035.2674 | 101.5% | 0.7322 | 0.53952 | 73.69%
T3: HVAC | Heat Pump | Ground Source Early Replacement | 8 | 51552.2173 | 81383.242 | 157.9% | 8.1336 | 14.6234 | 179.8%
T3: HVAC | Heat Pump | Ground Source Replace ER Heat | 5 | 38940.209 | 77383.077 | 198.7% | 3.927 | 4.2524 | 108.3%
T3: HVAC | Heat Pump | Ground Source New Construction | 5 | 31059.029 | 17855.9496 | 57.49% | 5.0525 | 2.6397 | 52.25%
T3: HVAC | ECM Furnace Fan |  | 1416 | 1005360 | 1021882 | 101.6% | 236.3304 | 329.6599 | 139.5%
T3: HVAC | Maintenance and Tune-up | All | 137 | 23824.3 | 21324.1831 | 89.51% | 1.5344 | 7.835 | 510.6%
T3: HVAC | Refrigerant Charge and Coil Cleaning | All | 151 | 7293.339 | 19745.4381 | 270.7% | 2.6782 | 7.2014 | 268.9%
Source: Program Tracking Database and Guidehouse analysis
Measure-Level Results and Reasons for Discrepancies
Nav. Site ID | Project Type |  | Energy RR (%) | Major Reasons for Discrepancy |  | Demand RR (%) | Major Reasons for Discrepancy
T1: Energy Savings Kit | LED |  | 120.5% | Reported values based on all LEDs evaluated as A19s. Verified values include different variables for specialty bulbs, as mandated by IL TRM v7. Verified numbers include minor updates to bulb wattage, HOU, and WHF as per IL TRM v7. (LED lighting parameters were standardized with HLR program previously, and are now evaluated separately so that they don't require rebalancing each year based on the HLR portfolio.) |  | 151% | Reported values based on all LEDs evaluated as A19s. Verified values include different variables for specialty bulbs, as mandated by IL TRM v7. Verified numbers include minor updates to bulb wattage, CF, and WHF as per IL TRM v7. (LED lighting parameters were standardized with HLR program previously, and are now evaluated separately so that they don't require rebalancing each year based on the HLR portfolio.)
T1: Energy Savings Kit | Hot Water Pipe Wrap |  | 171% | Reported algorithms use IL TRM v5. Verified algorithms use IL TRM v7, which changed slightly from the previous version. Verified calculations assume 6ft of 1/2" pipe insulation and 3/4" pipes. |  | 171.4% | Reported algorithms use IL TRM v5. Verified algorithms use IL TRM v7, which changed slightly from the previous version. Verified calculations assume 6ft of 1/2" pipe insulation and 3/4" pipes.
T1: Energy Savings Kit | Advanced Power Strip |  | 100% | No differences between reported and verified algorithms, or between PY2018 and PY2019. |  | 99.64% | No differences between reported and verified algorithms, or between PY2018 and PY2019.
T1: Energy Savings Kit | Aerator | Kitchen Faucet | 18.57% | The verified numbers include baseline flowrates updated to IL TRM v7. GPMbase for kitchen faucets is 1.63. Previous value was 2.2 |  | 17.11% | The verified numbers include baseline flowrates updated to IL TRM v7. GPMbase for kitchen faucets is 1.63. Previous value was 2.2
T1: Energy Savings Kit | Aerator | Bathroom Faucet | 44.17% | The verified numbers include baseline flowrates updated to IL TRM v7. GPMbase for bathroom faucets is 1.53. Previous value was 2.2 |  | 44.14% | The verified numbers include baseline flowrates updated to IL TRM v7. GPMbase for bathroom faucets is 1.53. Previous value was 2.2
T1: Energy Savings Kit | Aerator | Shower | 63.25% | The verified numbers include baseline flowrates updated to IL TRM v7. GPMbase for showerheads is 2.24. Previous value was 2.67. |  | 74.88% | The verified numbers include baseline flowrates updated to IL TRM v7. GPMbase for showerheads is 2.24. Previous value was 2.67.
T2: Building Shell | Air Sealing |  | 40.03% | The verified savings does not include heating savings for gas-heated homes, which make up 96% of the portfolio. Reported savings assumes electrical heating for all homes. IL TRM v7 also included new adjustment factors to account for projects that include both insulation and air sealing. Verified savings uses project-specific values, while the reported savings uses deemed values. |  | 154.7% | IL TRM v7 included new adjustment factors to account for projects that include both insulation and air sealing. These factors are not present in the IL TRM v5 algorithms. Verified savings uses project-specific values, while the reported savings uses deemed values.
T2: Building Shell | Insulation | Ceiling | 52.69% | The verified savings does not include heating savings for gas-heated homes, which make up 97% of the portfolio. Reported savings assumes electrical heating for all homes. IL TRM v7 also included new adjustment factors to account for projects that include both ceiling insulation and air sealing. Verified savings uses project-specific values, while the reported savings uses deemed values. |  | 251.5% | The IL TRM v7 includes new adjustment factors to account for projects that have both air sealing and ceiling insulation. Verified savings uses project-specific values, while the reported savings uses deemed values.
T2: Building Shell | Insulation | Wall | #DIV/0! | No wall insulation projects with electrical savings in PY2019. |  | #DIV/0! | No wall insulation projects with electrical savings in PY2019.
T3: HVAC | Air Conditioner | Time-of-Sale | 112.3% | The verified savings uses IL TRM v7 algorithms, while the reported savings use IL TRM v5 algorithms. V7 includes new degradation factors and efficiency adjustment factors. The verified savings use project-specific values, while the reported use deemed values for unit baseline and EE efficiency, capacity, etc. |  | 165.1% | The verified savings uses IL TRM v7 algorithms, while the reported savings use IL TRM v5 algorithms. V7 includes new degradation factors and efficiency adjustment factors. The verified savings use project-specific values, while the reported use deemed values for unit baseline and EE efficiency, capacity, etc. Verified numbers use TRM-verbatim EERbase of 10.5, in lieu the federal standard of 11.2.
T3: HVAC | Air Conditioner | Early Replacement | 126.1% | The verified savings uses IL TRM v7 algorithms, while the reported savings use IL TRM v5 algorithms. V7 includes new degradation factors and efficiency adjustment factors. The verified savings use project-specific values, while the reported use deemed values for unit baseline and EE efficiency, capacity, etc. Verified savings uses SEERbase = 9.3, while the reported values use SEERbase = 10.0. |  | 187.2% | The verified savings uses IL TRM v7 algorithms, while the reported savings use IL TRM v5 algorithms. V7 includes new degradation factors and efficiency adjustment factors. The verified savings use project-specific values, while the reported use deemed values for unit baseline and EE efficiency, capacity, etc. Verified savings uses EERbase = 7.5, while the reported values use EERbase = 9.2.
T3: HVAC | Heat Pump | Air Source Time-of-Sale | 143.4% | The verified savings uses IL TRM v7 algorithms, while the reported savings use IL TRM v5 algorithms. V7 includes new degradation factors and efficiency adjustment factors. The verified savings use project-specific values, while the reported use deemed values for unit baseline and EE efficiency, capacity, etc. |  | 307.6% | The verified savings uses IL TRM v7 algorithms, while the reported savings use IL TRM v5 algorithms. V7 includes new degradation factors and efficiency adjustment factors. The verified savings use project-specific values, while the reported use deemed values for unit baseline and EE efficiency, capacity, etc. Verified numbers use TRM-verbatim EERbase of 11.0, in lieu the federal standard of 11.8.
T3: HVAC | Heat Pump | Air Source Early Replacement | 100.8% | The verified savings uses IL TRM v7 algorithms, while the reported savings use IL TRM v5 algorithms. V7 includes new degradation factors and efficiency adjustment factors. The verified savings use project-specific values, while the reported use deemed values for unit baseline and EE efficiency, capacity, etc. Verified savings uses SEERbase = 9.3, while the reported values use SEERbase = 9.12. |  | 133.9% | The verified savings uses IL TRM v7 algorithms, while the reported savings use IL TRM v5 algorithms. V7 includes new degradation factors and efficiency adjustment factors. The verified savings use project-specific values, while the reported use deemed values for unit baseline and EE efficiency, capacity, etc. Verified savings uses EERbase = 7.5, while the reported values use EERbase = 8.15.
T3: HVAC | Heat Pump | Air Source Replace Failed ER Heat | 114.2% | The verified savings uses IL TRM v7 algorithms, while the reported savings use IL TRM v5 algorithms. V7 includes new degradation factors and efficiency adjustment factors. The verified savings use project-specific values, while the reported use deemed values for unit baseline and EE efficiency, capacity, etc. |  | 179.8% | The verified savings uses IL TRM v7 algorithms, while the reported savings use IL TRM v5 algorithms. V7 includes new degradation factors and efficiency adjustment factors. The verified savings use project-specific values, while the reported use deemed values for unit baseline and EE efficiency, capacity, etc. Verified numbers use TRM-verbatim EERbase of 11.0, in lieu the federal standard of 11.8.
T3: HVAC | Heat Pump | Air Source Replace Operating ER Heat | 103.2% | The verified savings uses IL TRM v7 algorithms, while the reported savings use IL TRM v5 algorithms. V7 includes new degradation factors and efficiency adjustment factors. The verified savings use project-specific values, while the reported use deemed values for unit baseline and EE efficiency, capacity, etc. Verified savings uses SEERbase = 9.3, while the reported values use SEERbase = 14. |  | 130.9% | The verified savings uses IL TRM v7 algorithms, while the reported savings use IL TRM v5 algorithms. V7 includes new degradation factors and efficiency adjustment factors. The verified savings use project-specific values, while the reported use deemed values for unit baseline and EE efficiency, capacity, etc. Verified savings uses EERbase = 7.5, while the reported values use EERbase = 11.8.
T3: HVAC | Heat Pump | Ductless Mini-Split | 74.48% | Most units are Time-of-Sale (replace on burnout). Verified savings uses TOS baselines for these units, while the reported numbers use early retirement baselines for all units. Verified savings used SEER = 13, while reported savings used SEER = 9.12. |  | 45.77% | Most units are Time-of-Sale (replace on burnout). Verified savings uses TOS baselines for these units, while the reported numbers use early retirement baselines for all units. Verified savings used EER = 11.2, while reported savings used EER = 8.55.
T3: HVAC | Heat Pump | Ground Source Time-of-Sale | 101.5% | The reported savings count each installation as one ton, while the verified savings are calculated per ton (avg capacity = 3.5 tons). The reported savings algorithm had a parentheses in the wrong place, resulting in higher-than-expected savings. These two discrepancies largely counterbalance each other. The reported savings also updated its estimate of full load EER, which is not tracked in the database. |  | 73.69% | The reported savings count each installation as one ton, while the verified savings are calculated per ton (avg capacity = 3.5 tons). The reported savings algorithm had a parentheses in the wrong place, resulting in higher-than-expected savings. These two discrepancies largely counterbalance each other. The reported savings also updated its estimate of full load EER, which is not tracked in the database.
T3: HVAC | Heat Pump | Ground Source Early Replacement | 157.9% | The reported savings count each installation as one ton, while the verified savings are calculated per ton (avg capacity = 3.5 tons). The reported savings algorithm had a parentheses in the wrong place, resulting in higher-than-expected savings. These two discrepancies largely counterbalance each other. The reported savings also updated its estimate of full load EER, which is not tracked in the database. |  | 179.8% | The reported savings count each installation as one ton, while the verified savings are calculated per ton (avg capacity = 3.5 tons). The reported savings algorithm had a parentheses in the wrong place, resulting in higher-than-expected savings. These two discrepancies largely counterbalance each other. The reported savings also updated its estimate of full load EER, which is not tracked in the database.
T3: HVAC | Heat Pump | Ground Source Replace ER Heat | 198.7% | The reported savings count each installation as one ton, while the verified savings are calculated per ton (avg capacity = 3.5 tons). The reported savings algorithm had a parentheses in the wrong place, resulting in higher-than-expected savings. These two discrepancies largely counterbalance each other. The reported savings also updated its estimate of full load EER, which is not tracked in the database. |  | 108.3% | The reported savings count each installation as one ton, while the verified savings are calculated per ton (avg capacity = 3.5 tons). The reported savings algorithm had a parentheses in the wrong place, resulting in higher-than-expected savings. These two discrepancies largely counterbalance each other. The reported savings also updated its estimate of full load EER, which is not tracked in the database.
T3: HVAC | Heat Pump | Ground Source New Construction | 57.49% | The reported savings count each installation as one ton, while the verified savings are calculated per ton (avg capacity = 3.5 tons). The reported savings algorithm had a parentheses in the wrong place, resulting in higher-than-expected savings. These two discrepancies largely counterbalance each other. The reported savings also updated its estimate of full load EER, which is not tracked in the database. |  | 52.25% | The reported savings count each installation as one ton, while the verified savings are calculated per ton (avg capacity = 3.5 tons). The reported savings algorithm had a parentheses in the wrong place, resulting in higher-than-expected savings. These two discrepancies largely counterbalance each other. The reported savings also updated its estimate of full load EER, which is not tracked in the database.
T3: HVAC | ECM Furnace Fan |  | 101.6% | No differences between reported and verified algorithms, or between PY2018 and PY2019. |  | 139.5% | The reported savings algorithm uses a cooling EFLH of 982, while the verified savings uses 738. Cooling ELFH is a divisor in the demand algorithm.
T3: HVAC | Maintenance and Tune-up | All | 89.51% | The previously-filed algorithms were unsourced, and Guidehouse was unable to locate them in ~5 TRMs. Verified algorithms use IL TRM v7. |  | 510.6% | The previously-filed algorithms were unsourced, and Guidehouse was unable to locate them in ~5 TRMs. Verified algorithms use IL TRM v7.
T3: HVAC | Refrigerant Charge and Coil Cleaning | All | 270.7% | The reported algorithms are based on per-unit savings, while verified algorithms are based on per-ton savings. Average system tonnage is just under 3 tons. |  | 268.9% | The reported algorithms are based on per-unit savings, while verified algorithms are based on per-ton savings. Average system tonnage is just under 3 tons.
Source: Program Tracking Database and Guidehouse analysis

## Income-Eligible Multi-Family
Evergy Metro, Inc. Evaluation, Measurement, and Verification Report: Databook
Income-Eligible Multi-Family: Data Tables | [7 empty] | Income Eligible Multifamily: Figures
Executive Summary
Data is sourced to Guidehouse analysis unless otherwise noted.
Program Savings Summary - PY 2019 | [7 empty] | Energy at the Customer Meter: Program Savings Summary
| Gross |  |  | Net
| Reported Savings | Verified Savings | Realization Rate | MEEIA 4-Year Target | Verified Savings | % of MEEIA Target Achieved
Energy at Customer Meter (kWh) | 1949094.87 | 1902467.95 | 97.61% | 13221414.61 | 1902467.95 | 14.39%
Coinc Demand at Customer Meter (kW) | 240.14 | 230.51 | 95.99% | 1928.689 | 230.51 | 11.95%
Source: Program Tracking Database and Guidehouse analysis
Net to Gross Component Summary
Program Savings Summary - Program to Date | [7 empty] | Energy at the Customer Meter: Program Savings Summary
| Gross |  |  | Net
| Reported Savings | Verified Savings | Realization Rate | MEEIA 4-Year Target | Verified Savings | % of MEEIA Target Achieved
Energy at Customer Meter (kWh) | 14302932.5321 | 13193884.3663 | 92.25% | 13221414.61 | 13193884.5351 | 99.79%
Coinc Demand at Customer Meter (kW) | 1571.0811 | 1528.4624 | 97.29% | 1928.689 | 1528.4624 | 79.25%
Source: Program Tracking Database and Guidehouse analysis
Net to Gross Component Summary
Free Ridership | Participant Spillover | Non-Participant Spillover | NTGR |  |  |  |  | Coincident Demand at the Customer Meter: Program Savings Summary
Deemed 1.0 |  |  | 100%
PY 2019 Summary by Measure Type
Gross
Measure Type | Verified kWh | Verified kW | % of Total Program kWh Savings | % of Total Program kW Savings
Lighting | 442644.29 | 56.1 | 23.27% | 24.34%
Aerators | 24123.03 | 16.28 | 1.268% | 7.063%
Low Flow Shower Head | 102884.84 | 13.75 | 5.408% | 5.965%
HVAC Tune-Up - CAC | 60727.01 | 24.87 | 3.192% | 10.79%
Custom | 1272088.78 | 119.51 | 66.87% | 51.85%
Total | 1902467.95 | 230.51 | 100% | 100%
Source: Program Tracking Database and Guidehouse analysis
Additional Detail
Measure-Level Energy and Demand Savings and RRs
Measure Name | Reported kWh* | Verified kWh | kWh Realization Rate (%) | Reported kW* | Verified kW | kW Realization Rate (%) | Reason for Discrepancy
Lighting LED - 9 Watt | 237099.44 | 340185.55 | 143.5% | 22.79 | 41.14 | 180.5% | Guidehouse referenced UMP for baseline wattage, and IL TRM 7 for hours of use, waste heat and coincident factors
LED 9W A19 - Common Area | 2928.38 | 3973.05 | 135.7% | 0.3 | 0.48 | 160% | Guidehouse referenced UMP for baseline wattage, and IL TRM 7 for hours of use, waste heat and coincident factors
5W LED E12 Candelabra | 9908.4 | 16112.74 | 162.6% | 0.95 | 2.37 | 249.5% | Guidehouse referenced UMP for baseline wattage, and IL TRM 7 for hours of use, waste heat and coincident factors
6W LED Globe | 57525.94 | 57829 | 100.5% | 5.53 | 8.5 | 153.7% | Guidehouse referenced UMP for baseline wattage, and IL TRM 7 for hours of use, waste heat and coincident factors
8W LED BR30 | 19764.79 | 24543.95 | 124.2% | 1.9 | 3.61 | 190% | Guidehouse referenced UMP for baseline wattage, and IL TRM 7 for hours of use, waste heat and coincident factors
Low Flow Shower Heads Chrome 1.5 - Electric WH | 140764.57 | 89030.59 | 63.25% | 15.8 | 11.9 | 75.32% | Guidehouse referenced IL TRM 7, including baseline gpm and other input values
Low Flow Shower Heads Handheld Chrome 1.5 - Electric WH | 21904.69 | 13854.25 | 63.25% | 2.46 | 1.85 | 75.2% | Guidehouse referenced IL TRM 7, including baseline gpm and other input values
1.5 GPM Kitchen Aerator | 57204.42 | 10623.68 | 18.57% | 16.36 | 2.78 | 16.99% | Guidehouse referenced IL TRM 7, including baseline gpm and other input values. Baseline GPM lowered in IL TRM 7, compared to federal baseline and IL TRM 5 values
1.0 GPM Bathroom Aerator | 30564.58 | 13499.35 | 44.17% | 30.55 | 13.5 | 44.19% | Guidehouse referenced IL TRM 7, including baseline gpm and other input values. Baseline GPM lowered in IL TRM 7, compared to federal baseline and IL TRM 5 values
HVAC Tune-Up - CAC | 60726.86 | 60727.01 | 100% | 26.11 | 24.87 | 95.25%
Custom | 1310702.8 | 1272088.78 | 97.05% | 117.39 | 119.51 | 101.8% | Guidehouse referenced IL TRM 7 vs TRM 5
Count of Measures Installed by Type
Measure Type | Number of Measures Installed
Lighting | 12569
Aerators | 816
Low Flow Shower Head | 453
HVAC Tune-Up - CAC | 480
Custom | 4486
Source: Program Tracking Database and Guidehouse analysis
Savings Summary by Measure
| Gross |  |  | Gross
Measure Category | Reported kWh | Verified kWh | Realization Rate | Reported kW | Verified kW | Realization Rate
Lighting | 327226.95 | 442644.29 | 135.3% | 31.47 | 56.1 | 178.3%
Aerators | 87769 | 24123.03 | 27.48% | 46.91 | 16.28 | 34.7%
Low Flow Shower Head | 162669.26 | 102884.84 | 63.25% | 18.26 | 13.75 | 75.3%
HVAC Tune-Up - CAC | 60726.86 | 60727.01 | 100% | 26.11 | 24.87 | 95.25%
Custom | 1310702.8 | 1272088.78 | 97.05% | 117.39 | 119.51 | 101.8%
Total | 1949094.87 | 1902467.95 | 97.61% | 240.14 | 230.51 | 95.99%
Source: Program Tracking Database and Guidehouse analysis

## Home Lighting Rebate
Evergy Metro, Inc. Evaluation, Measurement, and Verification Report: Databook
Home Lighting Rebate: Data Tables | [6 empty] | Home Lighting Rebate: Figures
Executive Summary
Energy at the Customer Meter: Program Savings Summary
Data is sourced to Guidehouse analysis unless otherwise noted.
Program Savings Summary - PY 2019
| Gross |  |  | Net
| Reported Savings | Verified Savings | Realization Rate | MEEIA 4-Year Target | Verified Savings | % of MEEIA Target Achieved
Energy at Customer Meter (kWh) | 20344502.9119 | 24549971.5553 | 120.7% | 30866087.8125 | 19594936.8681 | 63.48%
Coinc Demand at Customer Meter (kW) | 1934.5462 | 3390.6644 | 175.3% | 3122.1094 | 2690.2528 | 86.17%
Notes:
Total Free Ridership, Spillover, and NTGR equals the savings weighted sum of standard and specialty values
Source: Program Tracking Database and Guidehouse analysis
Program Savings Summary - Program to Date
| Gross |  |  | Net
| Reported Savings | Verified Savings | Realization Rate | MEEIA 4-Year Target | Verified Savings | % of MEEIA Target Achieved
Energy at Customer Meter (kWh) | 49280646.9663 | 54002926.5553 | 109.6% | 30866087.8125 | 43034759.2861 | 139.4%
Coinc Demand at Customer Meter (kW) | 4830.7014 | 6965.9944 | 144.2% | 3122.1094 | 5516.9268 | 176.7%
Notes: | [6 empty] | Coincident Demand at the Customer Meter: Program Savings Summary
Total Free Ridership, Spillover, and NTGR equals the savings weighted sum of standard and specialty values
Source: Program Tracking Database and Guidehouse analysis
Net to Gross Component Summary
Stratum | Free Ridership | Spillover | NTGR
Standard LEDs | 0.33 | 0.18 | 85%
Specialty LEDs | 0.5 | 0.16 | 66%
Total | 0.37 | 0.18 | 80%
Notes:
Total Free Ridership, Spillover, and NTGR equals the savings weighted sum of standard and specialty values
-- SO combined for participants and non-participants
Source: Guidehouse analysis and deemed value developed in coordination with State Auditor
Energy Impacts at the Customer Meter
Stratum | Total Reported Energy Savings (kWh) | Total Verified Energy Savings (kWh) | Energy RR | Relative Precision at 90% Confidence (one-tailed)
Standard LEDs | 14587804.1003 | 17852398.1136 | 122.4% | N/A
Specialty LEDs | 5756698.8116 | 6697573.4417 | 116.3% | N/A
Total | 20344502.9119 | 24549971.5553 | 120.7% | N/A
Notes:
Total verified savings includes the application of an in-service rate and adjustments for leakage and C&I installations.
Total Reported Energy Savings value was not broken out by Standard and Specialty
Source: Program Tracking Database and Guidehouse analysis
Coincident Demand Impacts at Customer Meter
Stratum | Total Reported Coincident Demand Savings (kW) | Total Verified Coincident Demand Savings (kW) | Coincident Demand RR | Relative Precision at 90% Confidence (one-tailed)
Standard LEDs | 1444.6179 | 2381.1278 | 164.8% | N/A
Specialty LEDs | 489.9318 | 1009.5366 | 206.1% | N/A
Total | 1934.5497 | 3390.6644 | 175.3% | N/A
Notes:
Total verified savings includes the application of an in-service rate and adjustments for leakage and C&I installations.
Total Reported Demand Savings value was not broken out by Standard and Specialty
Source: Program Tracking Database and Guidehouse analysis
Additional Detail
End-of-Year Population and Sample Sizes - Residential Sales
Stratum | Verified Energy Savings (kWh) | Number of Packages | Number of Bulbs
Standard LEDs | 15234566.3881 | 87041.36 | 423067
Specialty LEDs | 5521937.6441 | 36667.12 | 138532
Total | 20756504.0322 | 123708.48 | 561599
Notes:
Counts include application of leakage and C&I installations, savings also adjust for an in-service rate
Source: Home Lighting Rebate Tracking Database, adjusted for leakage and cross-sector sales
End-of-Year Population and Sample Sizes - Cross Sector Sales
Stratum | Verified Energy Savings (kWh) | Number of Packages | Number of Bulbs
Standard LEDs | 2617831.7255 | 4245.92 | 20637
Specialty LEDs | 1175635.7976 | 1788.64 | 6758
Total | 3793467.5231 | 6034.56 | 27395
Notes:
Based on a 4% cross-sector sales rate; savings also adjust for an in-service rate
Source: Home Lighting Rebate Tracking Database
End-of-Year Residential Leakage Sales
Stratum | Verified Energy Savings (kWh) | Number of Packages | Number of Bulbs
Standard LEDs | 2601025.2863 | 14860.72 | 72231
Specialty LEDs | 942777.6193 | 6260.24 | 23652
Total | 3543802.9056 | 21120.96 | 95883
Notes:
Based on a 14% leakage rate; savings also adjust for an in-service rate
Source: Home Lighting Rebate Tracking Database
Quarterly Sales - Residential and Cross-Sector Combined
Stratum | Total Number of Bulbs Sold | Energy Savings (kWh) | Demand Savings (kW)
Standard LEDs
Q1 | 19975.22 | 803700.9792 | 107.207
Q2 | 75077.14 | 3020721.2202 | 402.939
Q3 | 348651.74 | 14027967.8937 | 1871.2139
Standard Total | 443704.1 | 17852390.0931 | 2381.3599
Specialty LEDs
Q1 | 20500.68 | 945040.3466 | 142.4387
Q2 | 35156.8 | 1620658.1664 | 244.2694
Q3 | 89632.64 | 4131885.4387 | 622.7676
Specialty Total | 145290.12 | 6697583.9518 | 1009.4758
Total | 588994.22 | 24549974.0448 | 3390.8357
Notes:
Adjusted for a 14% leakage rate; savings also adjust for an in-service rate
Slight rounding error in quarterly calculations leads to small differences in kWh savings (less than 11 kWh)
Source: Home Lighting Rebate Tracking Database
In-Service Rate - LEDs Obtained in 2016 (Combined GMO and Evergy Metro)
Year | Cumulative Installation Rate | Incremental Installation Rate | No Delayed Installs
1 | 78% | 78% | 100%
2 | 87% | 9%
3 | 93% | 6%
4 | 96% | 3%
NPV |  | 88% | 94%
Ratio of all first year to delayed scenario |  |  | 94.2%
NPV not discounting Year 1 |  |  | 94.2%
Source: Guidehouse analysis of Home Lighting Rebate On-site Saturation Data
Program Incentives Over Time - Home Lighting Rebate
Measure Type | Price Prior to Incentive | Incentive | Price After Incentive
Standard | 2.6517 | 1.6025 | 1.0492
Specialty | 4.0541 | 2.1072 | 1.9469
Total | 3.9793 | 2.2925 | 1.6867
Notes:
Average final price excludes any manufacturer or retailer discounts
Source: Guidehouse analysis of Home Lighting Rebate Tracking Database

## HER
Evergy Metro, Inc. Evaluation, Measurement, and Verification Report: Databook
Home Energy Report: Data Tables | [8 empty] | Home Energy Reports: Figures
Executive Summary
Energy at the Customer Meter: Program Savings Summary
Data is sourced to Guidehouse analysis unless otherwise noted.
Program Savings Summary
| Gross |  |  | Net
| Reported Savings | Verified Savings | Realization Rate | MEEIA 4-Year Target | Verified Savings | % of MEEIA Target Achieved
Energy at Customer Meter (kWh) | 10038010 | 9418559 | 94% | 13861941.4 | 9418559 | 67.95%
Coinc Demand at Customer Meter (kW) | 3035 | 3005 | 99% | 2866.4 | 3005 | 104.8%
Source: Guidehouse analysis of billing and tracking data
Net to Gross Component Summary
Free Ridership | Participant Spillover | Non-Participant Spillover | NTGR
Billing analysis is inherently net |  |  | 100%
Additional Detail
Savings by Wave | [7 empty] | Coincident Demand at the Customer Meter: Program Savings Summary
Cohort | Average Number of Treatment Customers | Average Number of Control Group Customers | Implementer-Reported Savings (kWh) | Verified Savings (kWh) | Verified Savings with Double Counted Savings Removed (kWh) | Implementer-Reported Coincident Demand Savings (kW) | Verified Coincident Demand Savings (kW)
Evergy Metro 2014 | 55668 | 8086 |  | 8295437 | 7895005 |  | 2496
Evergy Metro 2015 | 4048 | 3847 |  | 475293 | 434047 |  | 173
Evergy Metro 2016 | 8778 | 6895 |  | 1101811 | 1089507 |  | 336
Total | 68494 | 18828 | 10038010 | 9872541 | 9418559 | 3035 | 3005
Source: Guidehouse analysis of billing and tracking data
Verified-Reported Savings by Wave
Wave | Savings | % of Total
Evergy Metro 2014 | 7895005 | 83.82%
Evergy Metro 2015 | 434047 | 4.608%
Evergy Metro 2016 | 1089507 | 11.57%
Total | 9418559 | 100%
Source: Guidehouse analysis of billing and tracking data
Comparison of Savings Across Evaluations
Cohort | Average % Savings Per Household 2016 | Average % Savings Per Household 2017 | Average % Savings Per Household 2018 | Average % Savings Per Household 2019
Evergy Metro 2014 | 1.75% | 1.8% | 1.81% | 1.91%
Evergy Metro 2015 | 1.56% | 1.4% | 0.56% | 1.72%
Evergy Metro 2016 | 0.91% | 1.2% | 1.55% | 1.71%
Source: Guidehouse analysis of billing and tracking data
Note: 2016 and 2018 values are based on a third party evaluation; 2017 and 2019values are based on implementer reported savings
Comparison of Baseline Energy Use
Cohort | Average Baseline Energy Use 2019
Evergy Metro 2014 | 32.96
Evergy Metro 2015 | 33.05
Evergy Metro 2016 | 27.87
Source: Guidehouse analysis of program tracking data
Change in Number of Treatment Customers Over Time
Average Number of Treatment Customers
Cohort | 2016 | 2017 | 2018 | 2019
Evergy Metro 2014 | 72395 | 65729 | 60307 | 55668
Evergy Metro 2015 | 7729 | 5986 | 4858 | 4048
Evergy Metro 2016 | 16132 | 13186 | 10523 | 8778
Source: Guidehouse analysis of program tracking data
Note: Graphics are not broken down by territory
Source: Oracle Opower + Evergy Program Review & Customer Engagement Tracker Results, Feb 2019
Source: Oracle Opower + Evergy Program Review & Customer Engagement Tracker Results, Feb 2019
Source: Oracle Opower + Evergy Program Review & Customer Engagement Tracker Results, Feb 2019
Source: Oracle Opower + Evergy Program Review & Customer Engagement Tracker Results, Feb 2019
Source: Oracle Opower + Evergy Program Review & Customer Engagement Tracker Results, Feb 2019
Source: Oracle Opower + Evergy Program Review & Customer Engagement Tracker Results, Feb 2019
Source: Oracle Opower + Evergy Program Review & Customer Engagement Tracker Results, Feb 2019
Source: Oracle Opower + Evergy Program Review & Customer Engagement Tracker Results, Feb 2019

## IEHER
Evergy Metro, Inc. Evaluation, Measurement, and Verification Report: Databook
Income Eligible Home Energy Report: Data Tables
Executive Summary
Program Savings Summary
| Gross |  |  | Net
| Reported Savings | Verified Savings | Realization Rate | MEEIA 4-Year Target | Verified Savings | % of MEEIA Target Achieved
Energy at Customer Meter (kWh) | 589881 | 426596 | 72.32% | 1682755.5 | 426596 | 25.35%
Coinc Demand at Customer Meter (kW) | 232 | 171 | 73.71% | 474.3 | 171 | 36.05%
Source: Guidehouse analysis of billing and tracking data
Net to Gross Component Summary
Free Ridership | Participant Spillover | Non-Participant Spillover | NTGR
Billing analysis is inherently net |  |  | 100%
Additional Detail
Savings by Wave
Cohort | Average Number of Treatment Customers | Average Number of Control Group Customers | Implementer-Reported Savings (kWh) | Verified Savings (kWh) | Verified Savings with Double Counted Savings Removed (kWh) | Implementer-Reported Coincident Demand Savings (kW) | Verified Coincident Demand Savings (kW)
IEHER | 9852 | 5902 | 589881 | 464451 | 426596 | 232 | 171
Source: Guidehouse analysis of billing and tracking data
Comparison of Savings Across Evaluations
Cohort | Average % Savings Per Household 2016 | Average % Savings Per Household 2017 | Average % Savings Per Household 2018 | Average % Savings Per Household 2019
IEHER | 0.75% | 1.36% | 1.28% | 0.53%
Source: Guidehouse analysis of billing and tracking data
Note: 2016 and 2018 values are based on a third party evaluation; 2017 and 2019 values are based on implementer reported savings
Baseline Energy Use
Cohort | Average Baseline Energy Use 2019
IEHER | 30.65
Source: Guidehouse analysis of billing and tracking data
Change in Number of Treatment Customers Over Time
Average Number of Treatment Customers
Cohort | 2016 | 2017 | 2018 | 2019
IEHER | 14147 | 12332 | 10964 | 9852
Source: Guidehouse analysis of program tracking data

## OEA
Evergy Metro, Inc. Evaluation, Measurement, and Verification Report: Databook
Energy Analyzer: Data Tables
Executive Summary
Data is sourced to Guidehouse analysis unless otherwise noted.
Additional Detail
Home Energy Assessment Completions (All Evergy)
Metric | 2019-04-01 | 2019-05-01 | 2019-06-01 | 2019-07-01 | 2019-08-01 | 2019-09-01 | 2019-10-01 | 2019-11-01 | 2019-12-01 | Total
Number of Completions | 255 | 271 | 418 | 488 | 617 | 569 | 257 | 218 | 249 | 3342
Tip Actions (All Evergy)
Number of Tips Checked As... | 2019-04-01 | 2019-05-01 | 2019-06-01 | 2019-07-01 | 2019-08-01 | 2019-09-01 | 2019-10-01 | 2019-11-01 | 2019-12-01 | Total
Done | 1108 | 1217 | 615 | 660 | 650 | 1044 | 399 | 489 | 713 | 6895
Will do | 420 | 322 | 70 | 89 | 105 | 206 | 86 | 126 | 217 | 1641
Total | 1528 | 1539 | 685 | 749 | 755 | 1250 | 485 | 615 | 930 | 8536
The Online Energy Analyzer program did not claim any savings in PY2.
The Online Energy Analyzer program did not report any savings in MEEIA Cycle 2.

## Res Programmable Thermostat
Evergy Metro, Inc. Evaluation, Measurement, and Verification Report: Databook
Residential Programmable Thermostat: Data Tables
Executive Summary
Data is sourced to Guidehouse analysis unless otherwise noted.
Program Savings Summary - PY 2019
| Gross |  |  | Net
| Reported Savings | Verified Savings | Realization Rate | MEEIA 4-Year Target | Verified Savings | % of MEEIA Target Achieved
Energy at Customer Meter (kWh) | 591591 | 626834 | 106% | 5485095 | 626834 | 11.43%
Coinc Demand at Customer Meter (kW) | 4584 | 4314.8 | 94.13% | 14959.35 | 4314.8 | 28.84%
Source: Program Tracking Database and Guidehouse analysis
Program Savings Summary - Program to Date
| Gross |  |  | Net
| Reported Savings | Verified Savings | Realization Rate | MEEIA 4-Year Target | Verified Savings | % of MEEIA Target Achieved
Energy at Customer Meter (kWh) | 7667583 | 5702503 | 74.37% | 5485095 | 5702503 | 104%
Coinc Demand at Customer Meter (kW) | 23940 | 24588.2 | 102.7% | 14959.35 | 24588.2 | 164.4%
Source: Program Tracking Database and Guidehouse analysis
Net to Gross Component Summary
Free Ridership | Participant Spillover | Non-Participant Spillover | NTGR
Programmable Thermostat's analysis is inherently net |  |  | 100%
Additional Detail
Energy Savings Participant Type | Direct Install Thermostat | Do It Yourself Installations | Bring Your Own Thermostat | Per-Unit Energy Savings (kWh) | Verified Energy at Customer Meter (kWh)
Installs: Thermostat Participant | 553 | 2289 | 0 | 197 | 559874
Returns: Thermostat Participant | 0 | -12 | 0 | 197 | -2364
Installs: Thermostat Participant + Seasonal Savings | 161 | 57 | 0 | 318 | 69324
Returns: Thermostat Participant + Seasonal Savings | 0 | 0 | 0 | 318 | 0
Subtotal: Thermostat Participant | 553 | 2277 | 0 | 197 | 557510
Subtotal: Thermostat Participant + Seasonal Savings | 161 | 57 | 0 | 318 | 69324
Total | 714 | 2334 | 0 | - | 626834
Note: BYOT thermostats not included in energy savings calculations. DIY - include Work Order Date within PY4. DI - include Completion Dates within PY4.
Source: Program Tracking Database and Guidehouse analysis
Rush Hour Rewards Participant | Direct Install Thermostat | Do It Yourself Installations | Bring Your Own Thermostat | Per-Unit Demand Savings (kW) | Verified Demand at Customer Meter (kW)
PY2019 Installed Thermostats | 714 | 2110 | 270 | 1.4 | 4331.6
PY2019 Returned Thermostats | 0 | -12 | 0 | 1.4 | -16.8
PY2019 Participating Thermostats | 714 | 2098 | 270 | 1.4 | 4314.8
PY2018 Participating Thermostats | 515 | -229 | 3 | 1.4 | 404.6
PY2017 Participating Thermostats | 1995 | 8190 | 25 | 1.4 | 14294
PY2016 Participating Thermostats | 1093 | 2871 | 18 | 1.4 | 5574.8
Cycle 2 Program-to-Date | 4317 | 12930 | 316 | 1.4 | 24588.2
Note: BYOT, DIY, DI - include Completion Dates within PY4.
Source: Program Tracking Database and Guidehouse analysis
Event Descriptions
Event | Start Time | End Time | Event Length
2019-06-28 | 16:00 | 18:00 | 2
2019-08-06 | 16:00 | 138:00 | 2
Source: Program Tracking Database and Guidehouse analysis
Monthly Energy Savings
Month | 90% CI Lower Bound | Per-Unit Energy Savings (kWh) | 90% CI Upper Bound
Jan | 5.39 | -43.39 | -92.17
Feb | 11.08 | -44.7 | -100.49
Mar | 12.27 | -20.03 | -52.33
Apr | 22.89 | -9.75 | -42.39
May | 18.19 | -1.26 | -20.71
Jun | -1.2 | -6.99 | -12.79
Jul | -6.75 | -13.31 | -19.86
Aug | -22.53 | -29.82 | -37.1
Sep | -2.55 | -4.71 | -6.88
Oct | -5.99 | -11.69 | -17.39
Nov | 11.31 | 3.03 | -5.24
Dec | -2.57 | -13.9 | -25.24
Total | 39.54 | -196.52 | -432.58
Source: Program Tracking Database and PY 2017 Guidehouse analysis
PY 2017 Survey Findings
On a scale of 1 (being very dissatisfied) and 5 (being very satisfied), how would you rate…
| Very satisfied (5) | 4 | 3 | 2 | Very dissatisfied (1) | Don't know
Overall experience with Seasonal Savings program | 35.62% | 27.4% | 21.92% | 6.849% | 2.74% | 5.479%
Energy savings you achieved in Seasonal Savings program | 27.4% | 24.66% | 26.03% | 9.589% | 4.11% | 8.219%
Overall experience with Rush Hour Rewards program | 46.52% | 28.88% | 13.9% | 4.278% | 1.604% | 4.813%
Length of Rush Hour Rewards events | 37.97% | 29.41% | 16.58% | 5.348% | 1.604% | 9.091%
Number of Rush Hour Rewards events this summer | 40.11% | 28.34% | 18.18% | 3.209% | 1.604% | 8.556%
Rush Hour Rewards event notifications | 41.71% | 27.27% | 18.72% | 4.813% | 2.674% | 4.813%
Your comfort level on hot summer days | 32.98% | 47.87% | 13.3% | 4.255% | 1.064% | 0.5319%
The Nest thermostat itself | 72.34% | 19.68% | 5.319% | 0.5319% | 2.128% | 0%
The Nest thermostat installation process | 68.09% | 18.09% | 7.447% | 3.191% | 2.128% | 1.064%
Receiving your Nest thermostat for free | 92.02% | 3.191% | 2.66% | 0% | 1.596% | 0.5319%
Program enrollment process | 69.68% | 20.74% | 7.979% | 0.5319% | 1.064% | 0%
How did you become aware of the Rush Hour Rewards event occurring on [Field-Date]?
| Wednesday, July 12th N= 368 | Thursday, July 20th N = 120 | Friday, July 21st N = 140
I saw the notification on the Nest Thermostat | 64.95% | 52.5% | 67.86%
I received an email | 25.54% | 21.67% | 17.14%
I received a text | 16.3% | 20% | 17.86%
I assumed it was an event because it was hot | 11.68% | 15% | 13.57%
Other (please describe) | 18.21% | 10.83% | 12.14%
Someone else in my home/business told me | 6.793% | 4.167% | 1.429%
I checked the KCP&L website | 0.5435% | 0.8333% | 1.429%
Don't know | 0.2717% | 0% | 0%
At any point before or during the hours of [Field-Event_Starttime] and [Field-Event_Endtime] on [Field-Date], did you or any other member of your [Field-HouseholdBusiness] adjust your thermostat? Please select all that apply.
| Wednesday, July 12th, n = 390 | Thursday, July 20th, n = 115 | Friday, July 21st, n = 161
Yes, adjusted thermostat before event | 8.974% | 10.43% | 13.04%
Yes, adjusted thermostat during the event hours | 15.64% | 10.43% | 20.5%
No | 63.33% | 70.43% | 55.9%
Don't Know | 12.05% | 8.696% | 10.56%

## Bus Programmable Thermostat
Evergy Metro, Inc. Evaluation, Measurement, and Verification Report: Databook
Business Programmable Thermostat: Data Tables | [6 empty] | Bus Programmable Thermostat: Figures
Executive Summary
Data is sourced to Guidehouse analysis unless otherwise noted. | [6 empty] | Energy at the Customer Meter: Program Savings Summary
Program Savings Summary - PY 2019
| Gross |  |  | Net
| Reported Savings | Verified Savings | Realization Rate | MEEIA 4-Year Target | Verified Savings | % of MEEIA Target Achieved
Energy at Customer Meter (kWh) | 13593 | 16331 | 120.1% | 123007.5 | 16331 | 13.28%
Coinc Demand at Customer Meter (kW) | 97 | 96.6 | 99.59% | 335.475 | 96.6 | 28.79%
Source: Program Tracking Database and Guidehouse analysis
Program Savings Summary - Program to Date
| Gross |  |  | Net
| Reported Savings | Verified Savings | Realization Rate | MEEIA 4-Year Target | Verified Savings | % of MEEIA Target Achieved
Energy at Customer Meter (kWh) | 154965 | 105228 | 67.9% | 123007.5 | 105228 | 85.55%
Coinc Demand at Customer Meter (kW) | 483 | 520.8 | 107.8% | 335.475 | 520.8 | 155.2%
Source: Program Tracking Database and Guidehouse analysis
Net to Gross Component Summary
Free Ridership | Participant Spillover | Non-Participant Spillover | NTGR
Programmable Thermostat's analysis is inherently net |  |  | 100% |  |  |  | Coincident Demand at the Customer Meter: Program Savings Summary
Additional Detail
Energy Savings Participant Type | Direct Install Thermostat | Do It Yourself Installations | Bring Your Own Thermostat | Per-Unit Energy Savings (kWh) | Verified Energy at Customer Meter (kWh)
Installs: Thermostat Participant | 39 | 10 | 0 | 197 | 9653
Returns: Thermostat Participant | 0 | 0 | 0 | 197 | 0
Installs: Thermostat Participant + Seasonal Savings | 21 | 0 | 0 | 318 | 6678
Returns: Thermostat Participant + Seasonal Savings | 0 | 0 | 0 | 318 | 0
Subtotal: Thermostat Participant | 39 | 10 | 0 | 197 | 9653
Subtotal: Thermostat Participant + Seasonal Savings | 21 | 0 | 0 | 318 | 6678
Total | 60 | 10 | 0 | - | 16331
Note: BYOT thermostats not included in energy savings calculations. DIY - include Work Order Date within PY4. DI - include Completion Dates within PY4.
Source: Program Tracking Database and Guidehouse analysis
Rush Hour Rewards Participant | Direct Install Thermostat | Do It Yourself Installations | Bring Your Own Thermostat | Per-Unit Demand Savings (kW) | Verified Demand at Customer Meter (kW)
PY2019 Installed Thermostats | 60 | 9 | 0 | 1.4 | 96.6
PY2019 Returned Thermostats | 0 | 0 | 0 | 1.4 | 0
PY2019 Participating Thermostats | 60 | 9 | 0 | 1.4 | 96.6
PY2018 Participating Thermostats | 16 | -1 | 0 | 1.4 | 21
PY2017 Participating Thermostats | 217 | 4 | 0 | 1.4 | 309.4
PY2016 Participating Thermostats | 63 | 4 | 0 | 1.4 | 93.8
Cycle 2 Program-to-Date | 356 | 16 | 0 | 1.4 | 520.8
Note: BYOT, DIY, DI - include Completion Dates within PY4.
Source: Program Tracking Database and Guidehouse analysis
Event Descriptions
Event | Start Time | End Time | Event Length
2019-06-28 | 16:00 | 18:00 | 2
2019-08-06 | 16:00 | 138:00 | 2
Source: Program Tracking Database and Guidehouse analysis
PY 2017 Survey Findings
On a scale of 1 (being very dissatisfied) and 5 (being very satisfied), how would you rate…
| Very satisfied (5) | 4 | 3 | 2 | Very dissatisfied (1) | Don't know
Overall experience with Seasonal Savings program | 35.62% | 27.4% | 21.92% | 6.849% | 2.74% | 5.479%
Energy savings you achieved in Seasonal Savings program | 27.4% | 24.66% | 26.03% | 9.589% | 4.11% | 8.219%
Overall experience with Rush Hour Rewards program | 46.52% | 28.88% | 13.9% | 4.278% | 1.604% | 4.813%
Length of Rush Hour Rewards events | 37.97% | 29.41% | 16.58% | 5.348% | 1.604% | 9.091%
Number of Rush Hour Rewards events this summer | 40.11% | 28.34% | 18.18% | 3.209% | 1.604% | 8.556%
Rush Hour Rewards event notifications | 41.71% | 27.27% | 18.72% | 4.813% | 2.674% | 4.813%
Your comfort level on hot summer days | 32.98% | 47.87% | 13.3% | 4.255% | 1.064% | 0.5319%
The Nest thermostat itself | 72.34% | 19.68% | 5.319% | 0.5319% | 2.128% | 0%
The Nest thermostat installation process | 68.09% | 18.09% | 7.447% | 3.191% | 2.128% | 1.064%
Receiving your Nest thermostat for free | 92.02% | 3.191% | 2.66% | 0% | 1.596% | 0.5319%
Program enrollment process | 69.68% | 20.74% | 7.979% | 0.5319% | 1.064% | 0%
How did you become aware of the Rush Hour Rewards event occurring on [Field-Date]?
| Wednesday, July 12th N= 368 | Thursday, July 20th N = 120 | Friday, July 21st N = 140
I saw the notification on the Nest Thermostat | 64.95% | 52.5% | 67.86%
I received an email | 25.54% | 21.67% | 17.14%
I received a text | 16.3% | 20% | 17.86%
I assumed it was an event because it was hot | 11.68% | 15% | 13.57%
Other (please describe) | 18.21% | 10.83% | 12.14%
Someone else in my home/business told me | 6.793% | 4.167% | 1.429%
I checked the KCP&L website | 0.5435% | 0.8333% | 1.429%
Don't know | 0.2717% | 0% | 0%
At any point before or during the hours of [Field-Event_Starttime] and [Field-Event_Endtime] on [Field-Date], did you or any other member of your [Field-HouseholdBusiness] adjust your thermostat? Please select all that apply.
| Wednesday, July 12th, n = 390 | Thursday, July 20th, n = 115 | Friday, July 21st, n = 161
Yes, adjusted thermostat before event | 8.974% | 10.43% | 13.04%
Yes, adjusted thermostat during the event hours | 15.64% | 10.43% | 20.5%
No | 63.33% | 70.43% | 55.9%
Don't Know | 12.05% | 8.696% | 10.56%

## Demand Response Incentive
Evergy Metro, Inc. Evaluation, Measurement, and Verification Report: Databook
Demand Response Incentive: Data Tables | [6 empty] | Demand Response Incentive: Figures
Executive Summary | [6 empty] | Coincident Demand at the Customer Meter: Program Savings Summary
Data is sourced to Guidehouse analysis unless otherwise noted.
Program Savings Summary - PY 2019
| Gross |  |  | Net
| Reported Savings | Verified Savings | Realization Rate | MEEIA 4-Year Target | Verified Savings | % of MEEIA Target Achieved
Energy at Customer Meter (kWh) | N/A | N/A | N/A | N/A | N/A | N/A
Coinc Demand at Customer Meter (kW) | 16400 | 21035 | 128.3% | 15000 | 21035 | 140.2%
Source: Program Tracking Database and Guidehouse analysis
Program Savings Summary by MEEIA Rider
| Gross |  |  | Net
| Reported Savings | Verified Savings | Realization Rate | MEEIA 4-Year Target | Verified Savings | % of MEEIA Target Achieved
MEEIA Participant Demand Savings (kW) | 6140 | 6453 | 105.1% | - | - | -
Opt-Out Demand Savings (kW) | 10260 | 14582 | 142.1%
Total Demand Savings (kW) | 16400 | 21035 | 128.3% | 15000 | 21035 | 140.2%
Source: Program Tracking Database and Guidehouse analysis
Net to Gross Component Summary
Free Ridership | Participant Spillover | Non-Participant Spillover | NTGR
DRI's analysis is inherently net |  |  | 100%
Additional Detail
Event Descriptions
Event | Start Time | End Time | Event Length (Hours) | Average Temperature | Demand (kW) Impact By Event
2020-07-18 | 14:00 | 17:00 | 3 | 93.2 | 21035
Average |  |  |  |  | 21035
Source: Program Tracking Database and Guidehouse analysis